## TOC
Tender No. SE/194
Construction of Rehabilitation and Improvement of Infrastructure
In Qurtuba Area - Phase 11
DOCUMENT V - 4
BILLS OF QUANTITIES
REF | LIST OF CONTENTS | PAGE NO.
Tenderer's Declaration |  | TD/1
Appendix |  | AP/1
Preamble | Method of Measurements | P/1 - P/19
Bill No. 1 | Waste Water Collection Network | 1/1 - 1/31
Bill No. 2 | Storm water Collection Network | 2/1 - 2/18
Bill No. 3 | Telephone Network | 3/1 - 3/11
Bill No. 4 | Roadworks | 4/1 - 4/7
Bill No. 5 | Street Lighting Network | 5/1 - 5/11
Bill No. 6 | TSE Distribution Network | 6/1 - 6/7
Bill No. 7 | Omission Table | 7/1 - 7/1
Bill No. 8 | Addition Table | 8/1 - 8/1
| General Summary | GS/1

## TD
Tender No. SE/194
Construction of Rehabilitation and Improvement of Infrastructure
In Qurtuba Area - Phase 11
STATE OF KUWAIT
MINISTRY OF PUBLIC WORKS
TENDER NO SE/194
CONSTRUCTION OF REHABILITATION AND IMPROVEMENT OF INFRASTRUCTURE
IN QURTUBA AREA - PHASE 11
BILLS OF QUANTITIES
TENDERER'S DECLARATION:
I/We, declare that I/we have taken into consideration when pricing the individual unit rates for this remeasurable contract:
The Rates in the Bills of Quantities will be deemed to include for the full cost of the works as described in all documents to provide and maintain a complete construction and installation.
I/We, delare therefore that all the aforesaid has been considered as declared and that I/we shall not make any claim of any whatsoever on account of the aforesaid.
The description of items in the BOQ is intended to describe all the components required for each item.
However, the descriptions are not deemed to be an exhaustive listing of every specific component
required for the item. Unit rates in the BOQ are therefore deemed to include for all components,
whether or not described in the BOQ or Method of Measurement, shown on the Drawings or
specified, but which are ordinarily deemed as an integral part of the time and consistent with the
requirements of such item.
THE TENDERER | LOCAL PARTNER OR AGENT
Name ………………………………………….. | …………………………………………………..
Signature………………………………………. | …………………………………………………..
Capacity……………………………………….. | …………………………………………………..
Address………………………………………… | …………………………………………………..

## Appendix
Tender No. SE/194
Construction of Rehabilitation and Improvement of Infrastructure
In Qurtuba Area - Phase 11
APPENDIX
ABBREVIATIONS
The following abbreviations are used in the Bills of Quantities:
| AC | - | Asbestos Cement
| ASTM | - | American Society for Testing and Materials
| CCTV | - | Closed Circuit Television
| CI | - | Cast Iron
| DI | - | Ductile Iron
| GRP | - | Glass Reinforced Plastic
| HDPE | - | High Density Polyethylene
| PVC | - | Poly Vinyl Chloride
| uPVC | - | Unplasticised Poly Vinyl Chloride
| MH | - | Manhole
| Max. | - | Maximum
| Min. | - | Minimum
| VC | - | Vitrified Clay
| RCP | - | Reinforced Concrete Pressure Pipe
UNITS OF MEASUREMENT
The units of measurement adopted in the Bills of Quantities shall prevail throughout the Contract notwithstanding any trade, local or general custom and shall be used in the adjustment of all measured variations or further measurement or re-measurement.
The units of measurement used herein are:
| Volume |  | - | Meter Cube | : | MC
| Area |  | - | Meter Square | : | MS
| Length |  | - | Meter Run | : | MR
| Number |  |  |  | : | No.
| Lump Sum |  |  |  | : | item
[5 empty] | : | LS
| Duration |  | - | Month | : | Mo.
|  |  | - | Week | : | Wk
|  |  | - | Day | : | Day
|  |  | - | Hour | : | HR

## Preambles
Tender No. SE/194
Construction of Rehabilitation and Improvement of Infrastructure
In Qurtuba Area - Phase 11
PREAMBLES TO THE BILLS OF QUANTITIES
1.0 | GENERALLY
A | This Tender Document V-4 Bills of Quantities consists of the following seven parts:
| Part 1: |  | Bill No. 1 | Wastewater Collection Network
| Part 2: |  | Bill No. 2 | Stormwater Collection Network
| Part 3: |  | Bill No. 3 | Telephone Network
| Part 4: |  | Bill No. 4 | Roadworks
| Part 5: |  | Bill No. 5 | Streetlighting Network
| Part 6: |  | Bill No. 6 | TSE Distribution Network
B | The Works shall be subject to re-measurement in accordance with Preambles, items and units of measurement indicated in the Bills of Quantities and the measurement and payment provisions stipulated therein. The works shall be measured and paid for only against items listed in the Bills of Quantities and at the respective rates inserted against these items.
C | The Contractor is cautioned to familiarize himself with the full content of the Tender Documents including the Instructions to Tenderers, Tender Form, General Conditions, Particular Conditions, Specifications, Standard Drawings and any other information that can be reasonably inferred from any of them and all obligations contained in the documents shall be included in the rates and prices quoted in the Bills of Quantities.
D | The Bills of Quantities herein, including all notes and instructions, form an integral part of the Tender Documents. However, the descriptions contained in the Bill of Quantities for each item are not necessarily complete. The Contractor is referred to the Conditions of Contract, Specifications, other Authorities and Standard Drawings as well as relevant Standards and Codes of Practice for further information as no claim or variation will be considered on account of Contractor’s Failure to do so. The rates will be deemed to include the full cost of the Works according to the true meaning and intent of the Conditions of Contract, Bills of Quantities, Specifications and Drawings.
E | Headings, general directions and descriptions of work and materials are abridged and are not necessarily complete or repeated in the Bills of Quantities and reference should be made to the Conditions of Contract, to the Specifications and to the Drawings for full details and complete information. The rates and prices inserted against items in the Bills of Quantities must be the full inclusive cost of the work in every respect and of all general liabilities and obligations set forth or implied in the documents on which the Tender is based, whether or not the individual components of each item are itemised in these Preambles or in the item description. The completed prices must truly reflect the cost of the item described.
F | No payment shall be made on account of anticipated profits for work covered by the Contract which is not performed, nor shall any adjustment in the unit rates set forth in the Bills of Quantities be made because of an increase or decrease in the actual quantity indicated therein except as otherwise provided for in the Contract.
G | The rates set down herein by the Contractor against the various items are to be the full inclusive value of the finished work described including, but not limited to, the following:
| • | the cost of all obligations of the Contractor as set down in the Tender Documents (which are to be read together);
| • | full customs and other import duties;
| • | cooperation and coordination of work with other Contractors;
| • | all temporary works required;
| • | provision and use of all plant (whether mechanical or non-mechanical) required for the expeditious carrying out of the Works in the proper sequence;
| • | shifting plant as may be required during the progress of the Works;
| • | removing at completion and making good any surfaces disturbed;
| • | all necessary temporary services for the Works;
| • | cost of preparing a bid including profit; and
| • | all other establishment charges and costs of whatever nature.
| • | The rates and prices entered by the contractor against each item shall include cost
associated with General reuirements in Division 1 of specification.
H | The Contractor shall not use this Bills of Quantities as the basis for a Construction Programme or for the purposes of ordering materials or arranging Sub-Contracts, be they Nominated or otherwise. The references for these activities shall be the Drawings, Specifications and instructions issued by the Engineer.
I | The Bills of Quantities are an estimate of the quantities of works involved and are to be used as a basis for pricing the Tender and for the valuation of the work executed.
J | Notwithstanding the quantities given in the Bills of Quantities, all Works shall be measured upon completion and payment will be made on the basis of the rates set forth as part of this Document.
K | The Contractor shall not alter the text of the Bills of Quantities. Any alterations to the text inserted by the Contractor shall be ignored and the text read shall be that as printed.
L | Rates should be entered against all priceable items included in the Bills of Quantities, whether quantities are stated or not. Lump sums covering more than one item shall not be given.
M | Any item of work included in the Bills of Quantities which is not executed shall not be paid. Any additional item of work carried out on the Engineer's instructions shall be included in the relevant interim and final statements. Interim statements shall only show the quantities in the Bills of Quantities that have actually been executed and completed at the date of the statement.
N | The Contractor shall sign the 'Declaration/s' attached as part of this document.
O | The Contractor will be deemed to have visited the site of the works and to have carried out exploratory works. He will be deemed to be fully conversant with the prevailing site conditions (above ground and below ground) and the nature and complexity of the work to be undertaken.
P | The price adjustment shown on the General Summary page, if any, shall apply to all Bills unless clearly indicated otherwise. In the event that a Contract is awarded on the basis of this tender, the price adjustment, calculated as a percentage of the total tendered sum or the total for the Bills indicated, shall be applied to all rates and items as entered in the Bills of Quantities (including any addenda) and the Contract shall be signed based on the inclusion of the adjusted rates and items. During this Contract, the adjusted rates and items shall be applied during remeasured works and in the evaluation of Variation Orders.
Q | In case if it is not possible to insert a price in the electronic copy for the mentioned items in the Bills of Quantities , then it should be inserted in the Omission Tables and then to be added in the Addition Table to avoid problems.
R | The contractor must price all items in the Bills of Quantities and for any item in BOQ left out without pricing, it will be considered as "Included in Tender" and MPW has the right to determine the percentage or amount to him within the price of the items
1.1 | DOCUMENTS
A | The Contractor's attention is specifically directed to the Conditions of Contract, the Specifications, the Description of Works and the Drawings that are to be read in conjunction with the Bills of Quantities.
1.2 | APPLICATION TO SUBSEQUENT WORK
A | The rates and prices entered by the Contractor against items in the Bills of Quantities shall apply throughout the duration of the Contract to the execution of the items and for any additional work ordered by the Engineer and/or the Employer.
B | The relevant clauses of the Preamble shall apply to work subsequently ordered by the Engineer for execution by the Contractor, either under Variation Orders, except where specifically varied therein. The priced Bills of Quantities are the schedule of prices or rates on which additions to or deductions from the Contract will be calculated, as provided for in the Conditions of Contract and Specifications, and will be binding upon the Contractor.
1.3 | CURRENCY UNITS
A | The unit of currency used in the Tender Documents is the Kuwaiti Dinar and the rates inserted in the Bills of Quantities shall be to the nearest 10 fils.
1.4 | QUALITY AND APPROVALS
A | Allowance must be made in the rates and prices for full compliance with the specified requirements and procedures for obtaining approval of materials, manufactured items and work methods including the provision of all Drawings, Manufacturer's Specifications, literature, copies of Manufacturing Standards, copies of International Standards, samples and witness or third party testing.
1.5 | RATES AND SUMS FOR COMPLETED WORK
A | Notwithstanding any limits which may be implied by the wording of the individual items and/or explanation in this Preamble, it is to be clearly understood by the Contractor that the rates and sums that he enters in the Bills of Quantities and (where applicable) the Schedule of Rates shall be for the work finished complete in every respect. He shall be deemed to have satisfied himself as to the meaning of every item and taken full account of all requirements and obligations, whether expressed or implied, covered by all parts of this Contract, and to have priced the items herein accordingly.
B | The rates and sums, therefore, are to be the full inclusive value of the finished work described including, but not limited to, all costs and expenses which may be required in and for the construction of the works described. The costs and expenses of all the general risks, liabilities and obligations, set forth or implied in the Conditions of Contract shall be deemed to be included in Division 1.
C | The unit rate inserted by the Contractor against each item shall include all costs, expenses and obligations, overloads establishment charges and profit under the Contract in supplying, executing, completing and maintaining the works. The unit rate shall be full compensation, and shall allow for all labour, materials, plant, equipment, tools and incidentals necessary to complete the item as described, shown, specified and/or shown on the Drawings. It should also cover the rate for studies such as soil investigation and topograohic surveys, logistics, management costs etc. for the smooth functioning of the project.
D | Rates shall include all material, plant, labour and other incidentals required to manufacture, purchase, transport, deliver, store the material on and/or off site, test or comply with all Manufacturing and Construction Quality Assurance and Control requirements, in full accordance with the relevant specifications, irrespective of the source or point of manufacture. Waste allowance, overlap etc. shall be deemed to be included in the rate. The costs of Freight, Duty, Landing charges and Rates of exchange shall be included in the rate.
E | Rates for Testing and Commissioning shall include commissioning spares, fuel, equipment and materials and where specified, of obtaining third party certification, for systems.
F | Except where separate items are included in the Bills of Quantities, the cost of all Testing and Commissioning including commissioning spares, fuel, equipment and materials and where specified, of obtaining third party certification, for any systems to be provided and commissioned under this Contract shall be included in the rates or prices of the respective item or items apart from the provision and maintenance of the Site laboratory separate items for Testing and commissioning which has been provided in the Bills of Quantities.
1.6 | BREAKDOWN OF RATES
A | The Contractor shall complete Document III-5: Price Analysis in full, as part of his tender, giving an analysis of his prices for all items of the Bills of Quantities. The analysis must show the factors of equipment (plant), material, labour, and overhead and profit contained in each rate. The Contractor shall sign each page of such an analysis and no tender will be considered without this analysis. Notwithstanding anything contained above, the value of all price variations shall be fixed as per the legal clauses contained in Document II-1 of the General and Particular Conditions.
1.7 | METHOD OF MEASUREMENT
A | The Works as executed will be measured for payment in accordance with the method adopted in the Bills of Quantities and under the items as set forth therein notwithstanding any custom to the contrary. All measurements are strictly net, unless otherwise stated. The unit rates included in the Bills of Quantities are deemed to cover tolerances, penetration, working spaces, wastage, overlaps, over-break, etc. and the work is measured to the net finished limits as agreed with the Engineer unless otherwise specified or shown on the Drawings. Progress measurement shall be made only for finished work, as completed, notwithstanding any trade custom to the contrary.
B | Quantities shall be measured to the nearest whole number where the quantity is larger than one unit of measurement. If the quantity is less than one unit, the quantity shall be taken as one unit and prices subject to a maximum of two decimal places.
C | Items for which the measurement unit is Month, Week or Day will be measured as the actual period for which the facilities, services etc. are provided. Measurement will commence at the end of the month in which, by agreement of the Engineer, the facilities services etc. are fully provided and will cease when, by agreement or instructions of the Engineer, they are discontinued.
1.8 | DEFINITIONS & OTHER EXPLANATORY NOTES
A | Whether the word 'supply' is used or not, in any item of the Bills of Quantities, it shall be understood that the rate entered by the Contractor shall cover all costs and charges with respect to the work complete including all materials, workmanship and labour and any other costs.
B | Wherever the wording “to Contractor’s tip” is found, it shall mean “off the site to an approved location as instructed by the Municipality, Kuwait Environment Public Authority (EPA) or the Engineer, as applicable”.
C | Where an item is described as 'Extra Over', such item is to cover and shall be deemed to have covered the differing and/or additional labour, plant and material elements, etc., necessary for such operations and/or conditions over the relevant preceding item(s).
D | A hyphen between two dimensions means a range which includes all dimensions exceeding that stated before the hyphen, but not exceeding that stated after the hyphen.
E | The pipe diameters for HDPE and Polymer Concrete or Concrete pipes lined with an integral GRP liner pipe shown in the Bills of Quantities shall mean the nominal internal diameters.
1.9 | PAYMENT FOR ITEMS MEASURED ON A MONTHLY BASIS
A | Payment for items that are measured on a monthly basis will not commence until the full facilities as described in the items and the Specifications have been provided to the satisfaction of the Engineer.
1.10 | SPECIAL APPROVALS
A | Getting specific documented approvals of the involved or concerned authorities is a must before commencement of works.
B | For works owned by a specific authority the approval should be in the form of a specified notice to proceed issued by the same authority.
1.11 | GENERAL REQUIREMENTS
A | The rate for General Requirement should be included within the rate of each item in the respective items of BoQ.
B | The rate for the investigations for existing utilities, obtaining approvals for demolition or re-routing of utilities, soil invetigation and geotechnical report should be included within the rate of each item in the respective items of BoQ.
2.0 | DEMOLITION AND ABANDONMENT OF EXISTING PIPELINES, MANHOLES AND OTHER STRUCTURES
A | The measurement and rates clauses for other sections shall also apply equally to this section where relevant.
B | The rates for demolition and abandonment of existing pipelines, manholes, and other similar structures shall include, but not be limited to, the following:
| • | pre-contamination survey;
| • | re-routing and removal of utilities as necessary;
| • | removal of all pipes and manholes, completely or partially;
| • | disposal of debris and non-salvageable materials to Contractor's tip;
| • | cleaning, disinfecting, filling, sealing and grouting existing pipelines and manhole sections to be abandoned in place;
| • | fixing of concrete plugs at all ends of pipelines at chambers, manholes, etc.;
| • | filling of all voids and holes and making good of all disturbed surfaces;
| • | work and level the adjoining grade with matching/equal material to the satisfaction of the Engineer; and
| • | protection of existing and new work from damage.
| • | Demolition of existing manholes and disposal of surplus materials accordingly.
C | Measurement shall be by the linear meter for pipes measured by the horizontal projection between external faces of manholes/structures. Measurement for manholes and structures shall be in numbers.
D | Demolition and disposal of existing manholes where a new pipeline is to be installed shall be paid per each manhole irrespective of depth.
E | Asbestos pipes shall be removed and disposed off in accordance with Kuwait EPA regulations and guidelines.
F | Separate rates for cleaning existing stormwater pipelines and manholes shall include allowances for making good any damage to the sewer and stormwater structures as a result of cleaning operations where such damage is, in the opinion of the Engineer, attributed to the Contractor's negligence.
G | Measurement shall be based on linear meter for pipeline and number for manholes.
H | Wherever any pipe replaced by HDPE pipe, the change must be full section (From Manhole to Manhole)
3.0 | CONCRETE WORK
A | The rates for concrete work shall allow for all materials, labour, plant and the like necessary to achieve the finished concrete as indicated on the drawings or as otherwise instructed in full compliance with the Specifications. The rates shall include for sampling, testing and quality control of all concrete and concreting materials, formwork, epoxy coated steel reinforcement, construction, contraction and expansion joints (with or without water bars) where detailed, specified or instructed, forming of box-outs, holes, pockets, rebates etc., building in pipework, fixing bolts etc. as the work proceeds, protection and curing of the concrete and all other works of like nature necessary for the satisfactory completion of the work.
B | Formwork and reinforcement shall not be measured separately.
4.0 | EARTHWORKS
A | Compensation under the applicable rates contained in the Bills of Quantities shall be for all labour, tools, materials, equipment and incidentals to carry out the works as specified or directed by the Engineer.
4.1 | EXCAVATION AND FILL
A | Measurement for all excavation shall be net and no allowance shall be made for bulking.
B | Excavation and earthwork has been measured based upon existing ground levels as shown on the drawings. The Contractor shall satisfy himself as to the accuracy of these levels and is to allow in his rates for any discrepancies in levels.
C | The Contractor shall take and accept all responsibility for the character of the ground and no extra price will be allowed for excavating in surface concrete, reinforced surface concrete, paving flags, tarmacadam, loose rocks, debris, rubble, boulders, loose stones, old foundations, running sand, mud, running water, high water table, etc.
D | Keeping excavations free from water including pumping and temporary drainage for disposal of water shall be deemed to be included in the rates.
E | Blasting will not be permitted.
F | The rates for excavation shall be deemed to include, but not be limited to, the following:
| • | removal of paving and curbs including street furnitures as required by excavation;
| • | excavations in any type of soil, in any material of whatsoever nature including solid rock, structural fill, contaminated soil, clay, gatch, etc.;
| • | excavating below the water table;
| • | immediate removal of excavated materials to approved storage areas and reusing selected suitable materials for backfilling of trenches including double handling;
| • | disposal of unsuitable material to approved dumping areas to any distance;
| • | treatment of groundwater prior to disposal if required;
| • | preparation and formation of the bottom of trench;
| • | working adjacent to and between piling;
| • | bracing and temporary support to structures and utilities;
| • | working without machinery where deemed necessary;
| • | shoring and timbering the trenches and excavations and driving steel sheeting or steel piling;
| • | provision and operation of any necessary pumping or dewatering plant for disposal of groundwater or flows arising from any other source;
| • | providing and operating all pumps, pump stations and other facilities for over pumping and flow diversion of sewage as specified or required to prevent discharges of raw sewage to the environment;
| • | importation of selected fill from borrow pits, backfilling and compaction as specified;
| • | temporary diversion of utilities to expedite the works and their subsequent reinstatement. Working above or under, alongside, across or near existing utilities and utility structures including pipes, cables, ducts, duct banks, manholes, septic tanks, chambers, services, valves, thrust blocks, drainage channels, gulley inlets, and the like, and maintaining existing services in operation. Repair and reinstatement of all utilities affected by the excavation, payment of fines resulting from damage to any utility, temporary support and or relocation of any utility if deemed necessary, maintaining existing services in operation and all necessary works in connection with the protection and safety of adjacent structures, utilities and services, and all other incidental works;
| • | rectification and making good all slips, falls, adjoining subsidence, weakening or damaging of roads, structures, buildings, and the like; and
| • | all surface restoration or reinstatement.
G | Supports left in excavations shall be deemed to be included in the excavation rates. The cost for
timber, steel piling, and steel sheeting left in the excavation shall be inclusive of all fixing, cutting,
and shaping and shall also include all nails, bolts and similar fixings. The Contractor shall allow
in his excavation rates for any timber, steel piling and steel sheeting left in for his own convenience
or to ensure compliance with any other condition of this Contract.
H | Any excavation, backfilling, concrete fill and other works required to be carried out due to excavation beyond the specified line and level shall be at the Contractor's cost.
J | UTILITIES
| 1 | The Contractor shall take all precautions to avoid damaging services and, where they are interrupted, shall reconnect them immediately. No separate payment shall be made and the rates in the Bills of Quantities shall be deemed to cover adequately all costs. The Contractor's attention is drawn to the fact that statutory penalties may be enforced by the service authorities in addition to the cost of repair. The Contractor shall also bear the cost of any compensation arising from claims as a consequence of such damages. The Contractor shall be deemed to have obtained details of these requirements from the respective authorities prior to tender.
| 2 | The rates shall cover preparation and provision of all fully dimensioned approved record drawings for existing utilities including actual location of these utilities by hand excavation, supports, maintenance in operation and all necessary works in connection with the protection and safety of adjacent structures, utilities and services. They shall also cover any necessary relocation or reconstruction of any of these utilities or relevant structures in accordance with the regulations and requirements of the responsible authorities, including restoration to a standard greater than that existing prior to the commencement of the works, and to the approval of the responsible authorities.
SURFACE RESTORATION
The costs of all surface restoration or reinstatement is deemed to be entirely covered by the rates for excavation including any reinstatement beyond the specified limits occasioned by the Contractor's method of working, ground conditions, cutting back as specified or any other reasons.
| 1 | Street Furnitures
The Contractor shall allow for the costs of removal and reinstatement of street furnitures such as traffic control signals and cabinets, signs, structures for sunshade (including car shade structures installed by individuals and residents), gulley inlets for stormwater drainage, fire hydrants, light poles, and the like, and the repair of any damage to same caused during execution of the Works.
The contractor has to photographically document the state of street furnitures exist in the project area prior to starting the work and shall reinstate the existing conditions at the completion of work with close coordination with the plot owners.
The owner of any street furniture should require that replacement furniture (provided by the owner) be reinstated in place of that removed then the Contractor shall reinstate the replacement furniture at no cost and dispose of the furniture originally removed to the satisfaction of the Owner.
| 2 | Paved, Tiled, and Landscaped Areas
The Contractor shall allow for the costs of the removal and reinstatement of road base and subbase course, other hard surfacing or landscaping where the pipeline is located under the carriageway or footway including all materials, equipment, labour and other operations necessary to take up, break out or excavate and to complete all the work inclusive as specified. Allowance within excavation or other rates shall cover for the provision of all new (replacement or additional) materials necessary to complete the Works, without limit.
4.1.1 | Trench Excavation for the Installation or Demolition/Abandonment of Pipelines
A | The rates for trench excavation shall be deemed to include for all necessary excavation below the pipe invert to accommodate the pipe and pipe bedding material and to allow for demolition and/or removal of existing pipeline, manhole and other structure, if any.
B | Measurement shall be by the linear meter for each pipe diameter in each depth range. The length shall be the horizontal projection measured along centerline between outer faces of adjacent manholes/structures.
C | Measurement of depth shall be from commencing surface to pipe invert using the average of the depths at each end (i.e., at inlet and outlet of each pipe segment between manholes). Commencing surface shall mean the surface of the finished grade (original, stripped or lowered ground level) agreed with the Engineer before any work covered by the item has been carried out. The Contractor shall allow in his rates for pipe wall thicknesses and pipe bedding thicknesses under the pipe barrels and sockets.
4.1.2 | Excavation for the Demolition/Abandonment of Manholes
A | Measurement shall be by the number for each manhole type in each depth range.
B | The depths of manholes shall be measured from the top of the manhole cover to invert level of the outgoing pipe. Allowance must be made in rates for overall depth of excavation which will vary with outlet pipe diameter.
4.1.3 | Excavation in Poor Soil Below the Formation Level
A | Payment for excavation in poor soil where directed in writing by the Engineer shall be based on the rate or rates stated in the Bills of Quantities and shall constitute full compensation for all materials, labour, equipment and incidentals necessary to execute the required excavation below the defined formation level to provide a stable base for the pipeline or structure.
B | Measurement shall be by the linear metre for each pipe diameter.
4.1.4 | Excavation for Exploratory Trenches
A | The cost of excavating exploratory trenches by the Contractor as required by the Specification in order to determine the location size and condition of services and groundwater levels and chemical / contamination levels shall be deemed to be included in excavation work, without limit. The Contractor shall allow in his costs for all reinstatement of surfaces damaged or removed as a result of these exploratory trenches and for the preparation and submission of fully dimensioned record sketches to the Engineer.
5.0 | PIPELINE INSTALLATION
A | The measurement and rates clauses for other sections shall also apply equally to this section where relevant.
B | The rates for pipe laying shall include, but not be limited to, the costs of the following:
| • | supply of all materials, labour, tools, equipment and incidentals to carry out the works as specified or directed by the Engineer;
| • | handling, laying and jointing pipes, supply and use of specified couplings or collars, cutting, turning and chamfering, supply of purpose-made short lengths, specials and fittings where required, trimming pipes where built-in;
| • | disposal of wastage incurred for any reason whatsoever;
| • | respective beds, haunches and surrounds including geotextile fabric membrane as specified;
| • | cleaning and testing of pipes and pipelines on site before, during and after pipe laying;
| • | pre-commissioning CCTV inspection or joint testing and post-construction CCTV inspection as instructed by the Engineer;
| • | shop and site coatings as specified; and
| • | connections to new and to existing manholes including cutting and breaking the concrete manhole walls.
C | The rates shall include for difficulties in working in contaminated ground, or unhygienic conditions and for complying with all necessary health and safety measures when working in live pipelines, manholes, structures and hazardous locations generally.
D | The rates shall also include for all necessary welding and joints, couplings, sleeves, rings, gaskets, bolts, nuts and washers, and all other jointing materials, for external and internal protective treatment to pipes and joints as specified, rectifying any damage to shop coatings and any site coatings as specified, and for carrying out all pressure and proving tests to the satisfaction of the Engineer. The Contractor shall provide all necessary temporary stoppers, strutting, anchors and testing equipment and the cost is deemed included in the rates entered in the Bills of Quantities.
E | Where the pipe manufacturer's instructions for laying and jointing pipes are more stringent than the Specification, such instructions are deemed to form part of the Specification and any additional costs incurred in complying with these instructions will be deemed to be included for in the rates.
F | Measurement for pipe laying in trenches shall be by the linear meter for each pipe diameter at any depth. The length will be the horizontal projection measured along the direction of the pipe over fittings to inside surface of manholes and other structures minus the length of pipes and fittings in backdrops to manholes.
G | Payment for pipeline installation will only be made when they are fully installed and successfully tested including provision of satisfactory CCTV survey and records or joint testing and report.
H | In the event of the Engineer not being satisfied in respect of any aspect of the construction either in relation to materials or workmanship, then payment will not be made until such time as remedial work is carried out to the satisfaction of the Engineer.
I | The rates for new pipeline installation shall also include for CCTV inspections and associated works including any post-construction CCTV survey as instructed by the Engineer additional to final pre-commissioning inspection.
J | The rates for new pipeline installation shall also include for visual inspections and testing of individual pipe joints as specified for all new pipelines.
5.1 | LATERAL REPLACEMENT OR NEW LATERALS
A | Rates for replacement or new lateral connections to houses, buildings, etc. shall include for all matters described under pipeline construction work. Excavation shall be by hand dig.
B | The rates for the construction of lateral connections must include for survey, inspection and preparation of "As-Built Drawings", the compilation of full agreed record sheets for each and every lateral connection and pipeline completed. The Contractor shall prepare the shop and record drawings, schedules, etc. to a format approved by the Engineer, print the required number of copies and bind into sets.
C | The extent of work to each lateral connection will be 0.5m away from plot boundary wall.
6.0 | PIPE INSTALLATION BY MICROTUNNELING
A | Payment for the installation of sewer pipelines using microtunnelling techniques shall be at the rates stated in the Bills of Quantities.
B | The rates for pipe installation by microtunneling shall include, but not be limited to, the following:
| • | detailed design of the whole operation and submittal of Shop Drawings for the Engineer's approval prior to commencing execution;
| • | full compensation for furnishing all labour, materials, tools and equipment;
| • | necessary boreholes for soil investigation in advance of the works;
| • | executing all work involved in installing sewer pipes and connection of laterals;
| • | excavation in any type of soil including rock, backfilling, dewatering and disposal of waste materials;
| • | support, protection or diversion of existing utilities whether under or above ground;
| • | safety and ventilation;
| • | design and construction of all boring and receiving shafts including converting into access manholes, which will become part of the permanent structures;
| • | furnishing, installing, and maintaining carrier pipes;
| • | all temporary works;
| • | connection to access manholes including lateral connections to access manholes;
| • | testing and commissioning, and CCTV survey of completed pipeline; and
| • | all surface restoration works and any repair of damage of any nature due to the Works;
all to the satisfaction of the Engineer.
C | The rates shall also include for all lubrication during driving and grouting to stabilise ground as necessary, grouting of over break, and for the provision of special short pipes for installation at the beginning and end of each drive to provide flexibility where the pipeline enters the receiving shaft and exits the boring shaft and at connections to manholes.
D | If site conditions should permit installation of any or part of these lengths billed at depths 6.0m by open cut trench installation and the Engineer instructs construction by such method, then payment for the work will be made under the relevant items for trench excavation and pipe laying.
E | Payment will only be made for completed runs. No payment will be made for aborted work.
F | Measurement shall be by linear meter for each pipe diameter for depths to invert as required at site. The length shall be the horizontal projection between the inner faces of the boring shaft or starting manhole and the receiving shaft or manhole.
G | No separate payment for shafts associated with microtunneling operations will be made.
6.1 | PIPE SLEEVES ACROSS ROAD CROSSINGS
A | The rate shall include polymer concrete pipe to DIN EN 14636 or steel pipe to ASTM A53 or
GRP to ASTM D3262 as apporoved by the engineer across road crossings from shaft to shaft
as shown on drawings.
B | The rate shall also include teflon spacers or equivalent material as approved by engineer
at 1.0 meter spacing along circumference of carrier pipe to hold pipe in the center of sleeve
7.0 | MANHOLE CONSTRUCTION
A | The measurement and rates clauses for other sections shall also apply equally to this section where relevant.
B | Payment for manholes as shown on the Drawings shall be in full compensation for work including, but not limited to, overpumping and flow diversion, excavation and backfill with suitable material, and any additional excavation and backfilling where required, concrete blinding, concrete work for bases, walls, slabs, and formwork, internal lining and external protection, finishes, arrangements of inlets and outlets, access shafts of different heights, metal work, epoxy coated steel reinforcement for concrete work, connections to existing sewer pipe, channel construction and benching with GRP lamination or epoxy mortar and VC half channels, cutting, forming and jointing for existing house connections, ensuring water tightness, construction joints and water stops, brickwork, and all surface reinstatement.
C | The depths of manholes shall be measured from the top of the manhole cover to invert level of the outgoing pipe. Allowance must be made in rates for overall depth of construction which will vary with outlet pipe diameter.
7.1 | MANHOLE BACKDROPS
A | The rates for manhole backdrops shall include, but not limited to, breaking existing backdrops, disposal of debris to Contractor's tip, overpumping and flow diversion, additional excavation, backfilling, and construction of backdrops to new or replaced manholes including pipes and all necessary fittings and concrete surround.
B | Measurement shall be per number of backdrops based on the diameter of the vertical pipe and on the height of the drop.
C | Back drop connections shall be accomodated inside the thrust pit and receiving shaft
7.2 | LATERAL CONNECTIONS TO MANHOLE
A | The costs for lateral connections to new manholes shall be deemed to be included in the rates for manhole construction and shall include for breaking existing lateral connection pipe at existing manholes before its demolition, overpumping and flow diversion, reconnection to new manhole, pipes and necessary fittings and all matters as described under pipeline construction work.
7.3 | NEW MANHOLE COVER AND FRAME
A | Manhole covers and frames will be paid separately. Non-ventilated and ventilated covers shall be heavy duty grade 12, test load 40 tons, hinged in approved mechanism and as instructed by the Engineer. Rates shall include for labor, materials and incidentals including new cover and frame, integral GRP soffit liner, all as necessary to complete the work, and surface restoration.
B | The Engineer will give instructions for each manhole as to whether a non-ventilated or a ventilated cover is to be installed at a particular location. Additionally, for ventilated covers, the Engineer will instruct whether a GRP sealing plate or a GRP mud bucket with carbon filter is to be installed at that location.
C | Measurement shall be per number of manholes
7.4 | GRP SEALING PLATE OR CARBON FILTER BUCKET
A | The item will be measured & paid for at the rates quoted in the Bills of Quantities. Payment will provide complete compensation for all labour, materials, and incidentals including removal of old mud bucket and contents, disposing to approved location and installing new sealing plate or carbon filter bucket as specified.
B | Sealing plates shall be installed in new non-ventilated covers as directed by the Engineer and carbon filter buckets shall be installed in new ventilated covers as directed by the Engineer.
8.0 | CLEANING OF SEWER PIPELINES AND MANHOLES
A | No separate payment shall be made for the cleaning of new pipelines and manholes. The cost of which shall be deemed to be included in the rates for pipeline installation and construction of new manholes.
B | Measurement shall be based on linear meter for pipeline and number for manholes.
9.0 | CCTV INSPECTION, VISUAL INSPECTION AND INDIVIDUAL JOINT TESTING
9.1 | FOR NEW PIPELINES
A | No separate payment shall be made for CCTV inspections and associated works for all new pipelines. The cost of CCTV inspection will be deemed to be included in the rates for new pipelines, including any post-construction CCTV survey as instructed by the Engineer additional to final pre-commissioning inspection.
B | No separate payment shall be made for visual inspections and testing of individual pipe joints as specified for all new pipelines.
9.2 | CCTV SURVEY INSTRUCTED BY THE ENGINEER
A | CCTV surveys of existing or new pipelines other than those defined under the previous section (Section 9.1) shall be carried out when instructed by the Engineer, including any necessary cleaning of the pipelines. Such surveys may be required at any location within the project area boundary.
B | Measurement shall be by linear metre of any pipe diameter at any depth. The Contractor is to provide only the unit rate.
10.0 | CIVIL WORKS FOR TELEPHONE NETWORK
A | The measurement and rates clauses for other sections shall also apply equally to this section where relevant.
B | Payment shall be in full compensation for duct laying and installation of manholes and/or handholes as enumerated for the depths as indicated. The rates for laying and installing shall include construction of beds, haunches and/or surrounds, and supply of materials.
C | Measurement for duct laying including beds, haunches and surrounds to ducts in trenches shall be based on linear meter. The length will be the horizontal projection measured along the direction of inside surface of handhole and the inside surface of other handhole. Cross-sectional profiles of beds, haunches and surrounds shall be as shown on the Drawings.
D | Measurement for manholes and handholes shall be based on the number of each type installed.
E | The unit rate quoted for each item should include all accessories & allied works and no separate
claim shall be acceptable for such items required during execution of work.
F | Price Quotations:
The rates shall include for, but not by way of limitation, the following
| (a) | Supplying & Laying of unp1asticised PVC Ducts:
Supply of ducts, fittings, bends, cleanser, jointing adhesive and spacers, protection, laying,
jointing and testing. The work shall include excavation, backfilling, encasing with concrete
when required, carting away surplus excavations and cleaning of site. All work to be as per
drawings and specifications and to the satisfaction of the MOC Engineer.
| (b) | Supplying & Laying of Leading-in ducts and supplying & fixing of G.I. Boxes:
Supply of UPVC Ducts, Bends, Galvanized Iron Ducts, Bends, draw boxes and Accessories,
protection, laying buried or fixing on walls or poles and jointing, applying one coat of
approved bitumen compound. The work shall include excavation, backfilling, carting away
surplus excavation, cleaning of site. All work to be as per drawings and specifications and to
the satisfaction of the MOC Engineer.
| (c) | Construction of Manholes and Handholes:
Construction of Manholes and Handholes as per contract drawing including excavation,
backfilling, carting away surplus excavation, concrete building base, walls and top slab,
neck for M/H and concrete surrounding for H/H, supply and fix complete ironwork and
ductile iron /Glass reinforced plastic cover, frame, ladders and number plate as per
drawings and specifications and to the satisfaction of the MOC Engineer.
| (d) | Rates for above items of works shall include cost of field survey, all associated works,
safety precautions and protection of all existing services, submission of completion
drawings, as built drawings and documentations, and all types of testing.
G | In carrying out the work, if it proves necessary to move a cable or other existing MOC installation,
the Contractor may do so with the approval of MOC Engineer at his own expense provided that
it does not interrupt the normal telephone service and the moved cables/installations are
returned to their original place or suitable place designated by MOC Engineer after the
completion of the work. In case the depth of the existing ducts is reduced due to subsequent
change in levels, the ducts should be encased with concrete.
11.0 | STREET LIGHTING NETWORK
A | The measurement and rates clauses for other sections shall also apply equally to this section where relevant.
B | Payment shall be a compensation of 90% for supplying and installing inclusive of all class K-300 concrete foundations, commission work, Single or Double Arm Lighting Column 8 & 10 m height with 1 or 2 Nos. 150 Watt High Pressure Sodium Semi Cut-off Lanterns along with all necessary control gears and other switching devices including all wiring/cabling from the relevant feeder pillars to the lighting units. This work shall be complete with all excavations and backfilling, laying of UPVC cable ducts, road crossing ducts, provision of hand holes / earth pits, compacting, leveling, numbering, etc.. Remaining 10% will be compensated only after the completion of two (2) years of maintenance works as per the specification.
C | Payment shall be a compensation of 90% for supply, delivery to site, install inclusive of all concrete foundations, commission work, street lighting feeder pillars. Remaining 10% will be compensated only after the completion of two (2) years of maintenance works as per the specification.
D | Payment shall be a compensation of 90% for dismantle, clean, transport and delivery to MEW Store existing 4m lighting columns with all lanterns, control gears, accessories inclusive of removal and disposal of concrete foundations, backfilling of all voids and trenches, compacting, levelling and paving/tiling the area to bring back the original finishing, salvaging existing cables, delivering all old equipment and cables to MEW stores. Remaining 10% will be compensated only after the completion of two (2) years of maintenance works as per the specification.
E | Payment shall be a compensation of 90% for remove, refurbish, reinstall inclusive of all class K-300 concrete foundations, commission, existing 8, 10 & 12m single or double arm lighting column with associated lighting fixtures and all necessary control gears and other switching devices including all wiring/cabling from relevant feeder pillars to the lighting units, complete with all excavations and backfilling, laying of UPVC cable ducts, road crossing ducts, provision of handholes / earth-pits, compacting, levelling, paving/tiling the area to bring back the original finishing, salvaging existing cables, delivering all old equipment and cables to MEW stores, numbering, etc. Remaining 10% will be compensated only after the completion of two (2) years of maintenance works as per the specification.
F | Measurement for installing lighting columns, lanterns, feeder pillars, handholes, earth pits and other associated devices shall be based on the number of each item and the percentage breakdown of unit cost as approved by the MEW Engineer.
G | Measurement for dismantling lighting column, feeder pillar, lanterns, earth pit and other associated devices shall be based on the number of each item and the percentage breakdown of unit cost as approved by the MEW Engineer.
H | It should be advised that there is a possibility of changing the bill of quantities according to the conditions of the site by up to 25% increase or decrease. The contractor must accept this change in quantities and the accounts will be recalculated. The contractor should contact the Ministry as soon as the contract is signed to amend the BOQ. The BOQ must be submitted to the Ministry after the corrections for review and approval.
J | It should be advised that there is a possibility of changing the drawings according to the conditions of the site by up to 25% increase or decrease. The contractor must accept this change in drawings which will be redesigned by the contractor after a condition survey of the street lighting infrastructures and the contractor should contact us as soon as the contract is signed to amend the shop drawings. The shop drawings must be submitted after the corrections to us for review and approval.
12.0 | TREATED SEWAGE EFFLUENT DISTRIBUTION NETWORK
A | The measurement and rates clauses for other sections shall also apply equally to this section where relevant.
B | The rates for HDPE pipes and fittings installation shall include for trench excavation, bedding, pipe laying, jointing by electro fusion, welding, backfilling, compacting, testing, commissioning, etc., and to make the pipe laying complete in all respects.
C | The rates for isolation valve chambers shall include for all fittings, valves, spindle, cover etc., construction of valve chamber, pipe connection to isolation valve, commissioning, etc., and to make construction of valve chamber complete in all respects.
D | Measurement for pipe laying shall be based on linear meter installed.
E | Measurement for isolation valve chambers and fittings shall be based on number of each items installed.

## Bill#1-Wastewater
Tender No. SE/194
Construction of Rehabilitation and Improvement of Infrastructure |  |  |  |  | BILL NO. 1
In Qurtuba Area - Phase 11 |  |  |  |  | WASTE WASTER COLLECTION NETWORK
ITEM | DESCRIPTION | UNIT | QTY. | RATE | Total Price
|  |  |  | KD/Fils | KD/Fils
DIVISION 2 - EXISTING CONDITIONS
02.41.00 | DEMOLITION
02.41.00.01 | Demolition and Abandonment of Existing pipelines, manholes and Other Structures
Exposing, dismantling, removal and disposal of existing wastewater manhole with RC cover slab including excavation, disposal to debris off site, upholding sides of the excavation, backfilling, and compacting etc. complete as specified and as per detailed on drawings and specification or as directed by Engineer
02.41.00.01.01 | Removal of existing manholes where manholes replacement is required
02.41.00.01.01.01 | Underground manholes, depth not exceeding 2.5m | No. | 1708 |  | 0
02.41.00.01.01.02 | Ditto, depth exceeding 2.5m | No. | 53 |  | 0
02.41.00.01.02 | Abandonment of existing manholes
02.41.00.01.02.01 | Depth not exceeding 1.0m | No. | 40 |  | 0
02.41.00.01.02.02 | Depth: 1 - 1.5m | No. | 15 |  | 0
02.41.00.01.02.03 | Depth: 1.5 - 2m | No. | 10 |  | 0
02.41.00.01.02.04 | Depth: 2 - 2.5m | No. | 8 |  | 0
02.41.00.01.02.05 | Depth: 2.5 - 3m | No. | 5 |  | 0
| CARRIED TO COLLECTION |  |  | KD | 0
DIVISION 2 - EXISTING CONDITIONS (Contd…)
Exposing, dismantling, removal and disposal of existing wastewater line including all types of soil excavation, jointing or plugging if required, disposal to approve tip off site, upholding sides of the excavation, backfilling, and compacting etc. complete as specified and as per detailed on drawings and specification or as directed by Engineer
02.41.00.01.03 | Removal of existing pipes where manholes replacement is required
02.41.00.01.03.01 | Removal of existing underground pipes, depth not exceeding 2.5m | MR | 39686 |  | 0
02.41.00.01.04 | Abandonment of existing sewer lines
02.41.00.01.04.01 | 200mm Diameter | MR | 9470 |  | 0
02.41.00.01.04.02 | 250mm Diameter | MR | 510 |  | 0
02.41.00.01.04.03 | 300mm Diameter | MR | 270 |  | 0
02.41.00.01.04.04 | 350mm Diameter | MR | 735 |  | 0
02.41.00.01.04.05 | 400mm Diameter | MR | 115 |  | 0
02.41.00.01.04.06 | 450mm Diameter | MR | 140 |  | 0
| CARRIED TO BILL NO. 1 SUMMARY |  |  | KD | 0
DIVISION 2 - EXISTING CONDITIONS (Contd…)
COLLECTION
| Total of page No. 1/1 |  |  |  | 0
| Total of page No. 1/2 |  |  |  | 0
| CARRIED TO BILL NO. 1 SUMMARY |  |  | KD | 0
DIVISION 3 - CONCRETE
03.30.00 | CAST-IN-PLACE CONCRETE
03.30.00.01 | Reinforced Concrete Protection Slabs Over Pipelines at Crossings
03.30.00.01.01 | Supply and laying of reinforced concrete protection slabs over the pipelines including excavation, disposal of excavated materials, concrete, reinforcements, formworks, expansion joints, and all associated materials etc. complete as specified and as per detailed on drawings and specification or as directed by Engineer | MC | 744 |  | 0
03.30.00.02 | Concrete Saddle At Crossings Over Storm water Drains
03.30.00.02.01 | Concrete saddle to storm water pipe including 20mm thick flexible filler, bitumen impregnated fiberboard and polyethylene sheet, complete in all respects to Specification and as detailed on Drawings | MC | 20 |  | 0
| CARRIED TO BILL NO. 1 SUMMARY |  |  | KD | 0
DIVISION 31 - EARTH WORKS
31.23.15 | TRENCHING
31.23.15.01 | Trench excavation for laying wastewater lines including all types of soil including rock, dewatering, preparation of surfaces, disposal to approve tip off site, upholding sides of the excavation, soil replacement under formation level if required, support and protection of trench sides, protection, diversion & reinstatement of all above ground and underground services, supply of soft soap lubricant, flushing, sterilization, breaking into existing pipeline, backfilling and compact in layers with approved material; complete as specified and as per drawings or as directed by Engineer and as per the standard specification for the following pipe sizes:
31.23.15.01.01 | For 200mm Diameter pipe
31.23.15.01.01.01 | Depth: 1.5 - 2m | MR | 26574 |  | 0
31.23.15.01.01.02 | Depth: 2 - 2.5m | MR | 16006 |  | 0
31.23.15.01.01.03 | Depth: 2.5 - 3m | MR | 6678 |  | 0
31.23.15.01.01.04 | Depth: 3 - 3.5m | MR | 4072 |  | 0
31.23.15.01.01.05 | Depth: 3.5 - 4m | MR | 2265 |  | 0
31.23.15.01.01.06 | Depth: 4 - 4.5m | MR | 719 |  | 0
31.23.15.01.01.07 | Depth: 4.5 - 5m | MR | 364 |  | 0
31.23.15.01.01.08 | Depth: 5 - 5.5m | MR | 91 |  | 0
31.23.15.01.01.09 | Depth: 5.5 - 6m | MR | 28 |  | 0
| CARRIED TO COLLECTION |  |  | KD | 0
DIVISION 31 - EARTH WORKS (Contd…)
31.23.15.01.02 | For 250mm Diameter pipe
31.23.15.01.02.01 | Depth: 1.5 - 2m | MR | 74 |  | 0
31.23.15.01.02.02 | Depth: 2 - 2.5m | MR | 106 |  | 0
31.23.15.01.02.03 | Depth: 2.5 - 3m | MR | 338 |  | 0
31.23.15.01.02.04 | Depth: 3 - 3.5m | MR | 1109 |  | 0
31.23.15.01.02.05 | Depth: 3.5 - 4m | MR | 220 |  | 0
31.23.15.01.02.06 | Depth: 4 - 4.5m | MR | 44 |  | 0
31.23.15.01.02.07 | Depth: 4.5 - 5m | MR | 73 |  | 0
31.23.15.01.02.08 | Depth: 5 - 5.5m | MR | 50 |  | 0
31.23.15.01.03 | For 300mm Diameter pipe
31.23.15.01.03.01 | Depth: 1.5 - 2m | MR | 89 |  | 0
31.23.15.01.03.02 | Depth: 2 - 2.5m | MR | 194 |  | 0
31.23.15.01.03.03 | Depth: 2.5 - 3m | MR | 358 |  | 0
31.23.15.01.03.04 | Depth: 3 - 3.5m | MR | 245 |  | 0
31.23.15.01.03.05 | Depth: 3.5 - 4m | MR | 545 |  | 0
31.23.15.01.03.06 | Depth: 4 - 4.5m | MR | 219 |  | 0
31.23.15.01.03.07 | Depth: 4.5 - 5m | MR | 158 |  | 0
31.23.15.01.03.08 | Depth: 5 - 5.5m | MR | 217 |  | 0
| CARRIED TO COLLECTION |  |  | KD | 0
DIVISION 31 - EARTH WORKS (Contd…)
31.23.15.01.04 | For 350mm Diameter pipe
31.23.15.01.04.01 | Depth: 1.5 - 2m | MR | 211 |  | 0
31.23.15.01.04.02 | Depth: 2 - 2.5m | MR | 35 |  | 0
31.23.15.01.04.03 | Depth: 2.5 - 3m | MR | 281 |  | 0
31.23.15.01.04.04 | Depth: 3 - 3.5m | MR | 431 |  | 0
31.23.15.01.04.05 | Depth: 3.5 - 4m | MR | 400 |  | 0
31.23.15.01.04.06 | Depth: 4 - 4.5m | MR | 873 |  | 0
31.23.15.01.04.07 | Depth: 4.5 - 5m | MR | 296 |  | 0
31.23.15.01.04.08 | Depth: 5 - 5.5m | MR | 152 |  | 0
31.23.15.01.04.09 | Depth: 5.5 - 6m | MR | 61 |  | 0
31.23.15.01.05 | For 400mm Diameter pipe
31.23.15.01.05.01 | Depth: 1.5 - 2m | MR | 22 |  | 0
31.23.15.01.05.02 | Depth: 2 - 2.5m | MR | 126 |  | 0
31.23.15.01.05.03 | Depth: 2.5 - 3m | MR | 328 |  | 0
31.23.15.01.05.04 | Depth: 3 - 3.5m | MR | 193 |  | 0
31.23.15.01.05.05 | Depth: 3.5 - 4m | MR | 37 |  | 0
31.23.15.01.05.06 | Depth: 4 - 4.5m | MR | 43 |  | 0
31.23.15.01.06 | For 500mm Diameter pipe
31.23.15.01.06.01 | Depth: 3.5 - 4m | MR | 382 |  | 0
31.23.15.01.06.02 | Depth: 4 - 4.5m | MR | 327 |  | 0
| CARRIED TO COLLECTION |  |  | KD | 0
DIVISION 31 - EARTH WORKS (Contd…)
31.23.15.01.06.03 | Depth: 4.5 - 5m | MR | 231 |  | 0
31.23.15.01.06.04 | Depth: 5 - 5.5m | MR | 216 |  | 0
31.23.15.01.06.05 | Depth: 5.5 - 6m | MR | 60 |  | 0
31.23.15.01.07 | For 700mm Diameter pipe
31.23.15.01.07.01 | Depth: 3 - 3.5m | MR | 8 |  | 0
31.23.15.01.07.02 | Depth: 3.5 - 4m | MR | 34 |  | 0
31.23.15.01.07.03 | Depth: 4 - 4.5m | MR | 143 |  | 0
31.23.15.01.07.04 | Depth: 4.5 - 5m | MR | 213 |  | 0
31.23.15.01.07.05 | Depth: 5 - 5.5m | MR | 60 |  | 0
31.23.15.01.08 | For 800mm Diameter pipe
31.23.15.01.08.01 | Depth: 3 - 3.5m | MR | 58 |  | 0
31.23.15.01.08.02 | Depth: 3.5 - 4m | MR | 68 |  | 0
31.23.15.01.09 | For 1000mm Diameter pipe
31.23.15.01.09.01 | Depth: 3 - 3.5m | MR | 100 |  | 0
31.23.15.01.09.02 | Depth: 3.5 - 4.0m | MR | 102 |  | 0
31.23.15.01.09.03 | Depth: 4 - 4.5m | MR | 317 |  | 0
31.23.15.01.09.04 | Depth: 4.5 - 5m | MR | 327 |  | 0
31.23.15.01.09.05 | Depth: 5 - 5.5m | MR | 413 |  | 0
31.23.15.01.09.06 | Depth: 5.5 - 6m | MR | 226 |  | 0
| CARRIED TO COLLECTION |  |  | KD | 0
DIVISION 31 - EARTH WORKS (Contd…)
Trench Excavation for Laterals (House Connections)
31.23.15.02 | Trench excavation by hand for laying wastewater lines including all types of soil including rock, dewatering, preparation of surfaces, disposal to approve tip off site, upholding sides of the excavation, support and protection of trench sides, protection, diversion & reinstatement of all above ground and underground services, supply of soft soap lubricant, flushing, sterilization, breaking into existing pipeline, backfilling and compact in layers with approved material; complete as specified and as per drawings or as directed by Engineer and as per the standard specification
31.23.15.02.01 | For 150mm Diameter pipe
31.23.15.02.01.01 | Depth: not exceeding 1.5m | MR | 16184 |  | 0
31.23.15.03 | Additional Excavation Below Trench Formation Level (Poor Soil)
31.23.15.03.01 | Excavation of soft spots or unsuitable materials (poor soil) below trench formation level including backfilling, compact in layers with approved material, testing, disposal to Contractor's tip; complete as specified and as per drawings or as directed by Engineer and as per the standard specification
31.23.15.03.01.01 | Backfilling with selected excavated materials | MC | 15 |  | 0
31.23.15.03.01.02 | Backfilling with granular bedding material | MC | 15 |  | 0
31.23.15.03.01.03 | Backfilling with concrete | MC | 10 |  | 0
| CARRIED TO COLLECTION |  |  | KD | 0
DIVISION 31 - EARTH WORKS (Contd…)
31.23.15.04 | Beds
31.23.15.04.01 | Imported sand material (0.1 to 2mm) or screened gravel (5 to 10mm) single size aggregate, geotextile filter fabric to bed; complete in all respects to Specification and as detailed on Drawings
31.23.15.04.01.01 | 150mm Diameter | MR | 16184 |  | 0
31.23.15.04.01.02 | 200mm Diameter | MR | 56797 |  | 0
31.23.15.04.01.03 | 250mm Diameter | MR | 2014 |  | 0
31.23.15.04.01.04 | 300mm Diameter | MR | 2025 |  | 0
31.23.15.04.01.05 | 350mm Diameter | MR | 2740 |  | 0
31.23.15.04.01.06 | 400mm Diameter | MR | 749 |  | 0
31.23.15.04.01.07 | 500mm Diameter | MR | 1216 |  | 0
31.23.15.04.01.08 | 700mm Diameter | MR | 458 |  | 0
31.23.15.04.01.09 | 800mm Diameter | MR | 126 |  | 0
31.23.15.04.01.10 | 1000mm Diameter | MR | 1485 |  | 0
| CARRIED TO COLLECTION |  |  | KD | 0
DIVISION 31 - EARTH WORKS (Contd…)
31.23.15.05 | Surrounds
31.23.15.05.01 | Imported sand material (0.1 to 2mm) or screened gravel (5 to 10mm) single size aggregate, geotextile filter fabric to surround; complete in all respects to Specification and as detailed on Drawings
31.23.15.05.01.01 | 150mm Diameter | MR | 16184 |  | 0
31.23.15.05.01.02 | 200mm Diameter | MR | 56797 |  | 0
31.23.15.05.01.03 | 250mm Diameter | MR | 2014 |  | 0
31.23.15.05.01.04 | 300mm Diameter | MR | 2025 |  | 0
31.23.15.05.01.05 | 350mm Diameter | MR | 2740 |  | 0
31.23.15.05.01.06 | 400mm Diameter | MR | 749 |  | 0
31.23.15.05.01.07 | 500mm Diameter | MR | 1216 |  | 0
31.23.15.05.01.08 | 700mm Diameter | MR | 458 |  | 0
31.23.15.05.01.09 | 800mm Diameter | MR | 126 |  | 0
31.23.15.05.01.10 | 1000mm Diameter | MR | 1485 |  | 0
| CARRIED TO COLLECTION |  |  | KD | 0
DIVISION 31 - EARTH WORKS (Contd…)
COLLECTION
| Total of page No. 1/5 |  |  |  | 0
| Total of page No. 1/6 |  |  |  | 0
| Total of page No. 1/7 |  |  |  | 0
| Total of page No. 1/8 |  |  |  | 0
| Total of page No. 1/9 |  |  |  | 0
| Total of page No. 1/10 |  |  |  | 0
| Total of page No. 1/11 |  |  |  | 0
| CARRIED TO BILL NO. 1 SUMMARY |  |  | KD | 0
DIVISION 33 - UTILITIES
33.05.22 | MICROTUNNELING
33.05.22.01 | Temporary works
33.05.22.01.01 | Provision for thrust and reception pits, 3500 mm dia. (typical) cession type with cast in situ concrete guide ring; including class A reinforced concrete thrust wall with steel plate, caged ladder, entry/exit rings with launch/reception seals attached to class A reinforced concrete wall.
33.05.22.01.01.01 | Tunneling drive shaft (TDS) | Item |  |  | 0
33.05.22.01.01.02 | Tunneling reception shaft (TRS) | Item |  |  | 0
33.05.22.02 | Special pipe laying methods
Pipe jacking (micro tunneling) of polymer concrete pipe using the Approved Carrier pipe and as detailed in typical drawing, including protection or diversion of services, disposal of waste material, CCTV survey and testing of pipeline etc. complete as specified or as directed by Engineer and as per the standard specification (Pipes measured separately)
33.05.22.02.01 | 350mm Diameter
33.05.22.02.01.01 | Depth: 6 - 6.5m | MR | 67 |  | 0
| CARRIED TO COLLECTION |  |  | KD | 0
DIVISION 33 - UTILITIES (Contd…)
33.05.22.02.02 | 500mm Diameter
33.05.22.02.02.01 | Depth: 7 - 7.5m | MR | 20 |  | 0
33.05.22.02.02.02 | Depth: 7.5 - 8m | MR | 10 |  | 0
33.05.22.02.02.03 | Depth: 12 - 12.5m | MR | 27 |  | 0
33.05.22.02.03 | 1000mm Diameter
33.05.22.02.03.01 | Depth: 6 - 6.5m | MR | 12 |  | 0
33.05.22.02.03.02 | Depth: 6.5 - 7m | MR | 15 |  | 0
33.05.22.02.03.03 | Depth: 7 - 7.5m | MR | 6 |  | 0
33.05.22.02.03.04 | Depth: 8.5 - 9m | MR | 32 |  | 0
33.05.22.03 | Pipe sleeves across road crossings
Polymer concrete to DIN EN 14636-1 pipe across road crossings from shaft to shaft including teflon or equivalent material pipe spacers between carrier and sleeve pipe, spaces filled with low strength flowable fill etc. complete as specified and as per drawings or as directed by Engineer and as per the standard specification (Pipes measured separately)
33.05.22.03.01 | Nominal internal diameter 1200mm sleeve for pipe dia 700mm across road crossing, average depth
33.05.22.03.01.01 | Depth: 5 - 5.5m | MR | 98 |  | 0
| CARRIED TO COLLECTION |  |  | KD | 0
DIVISION 33 - UTILITIES (Contd…)
33.30.00 | SANITARY SEWERAGE UTILITIES
33.30.00.01 | Expose, break out and make modification of existing main line manhole including pipe work, raising or lowering of cover level including all incidental charges, existing flow diversion, backfill, compaction and levelling the surface including all fittings as per Drawings and Specification.
33.30.00.01.01 | 200mm Dia Connection point | No. | 1 |  | 0
33.30.00.01.02 | 500mm Dia Connection point | No. | 1 |  | 0
33.30.00.01.03 | 1000mm Dia Connection point | No. | 1 |  | 0
33.31.02 | HDPE GRAVITY SEWER PIPE AND FITTINGS
33.31.02.01 | Supply, install, test, commission and disinfecting of HDPE corrugated pipe confirming to PrEN 13476-1 in trenches including cutting and turning small pieces, jointing if required, visual inspection, CCTV survey complete as specified and as per the latest MPW Sanitary Engineering Design Manuals and Specification and as detailed on Drawings
Connecting pipes from manhole to house connection (laterals)
33.31.02.01.01 | 150mm Diameter
33.31.02.01.01.01 | Depth 1.5 - 2m | MR | 16184 |  | 0
Connecting pipes from manhole to manhole
33.31.02.01.01 | 200mm Diameter
33.31.02.01.01.01 | Depth 1.5 - 2m | MR | 26574 |  | 0
| CARRIED TO COLLECTION |  |  | KD | 0
DIVISION 33 - UTILITIES (Contd…)
33.31.02.01.01.02 | Depth 2 - 2.5m | MR | 16006 |  | 0
33.31.02.01.01.03 | Depth 2.5 - 3m | MR | 6678 |  | 0
33.31.02.01.01.04 | Depth 3 - 3.5m | MR | 4072 |  | 0
33.31.02.01.01.05 | Depth 3.5 - 4m | MR | 2265 |  | 0
33.31.02.01.01.06 | Depth 4 - 4.5m | MR | 719 |  | 0
33.31.02.01.01.07 | Depth 4.5 - 5m | MR | 364 |  | 0
33.31.02.01.01.08 | Depth 5 - 5.5m | MR | 91 |  | 0
33.31.02.01.01.09 | Depth 5.5 - 6m | MR | 28 |  | 0
33.31.02.01.02 | 250mm Diameter
33.31.02.01.02.01 | Depth: 1.5 - 2m | MR | 74 |  | 0
33.31.02.01.02.02 | Depth: 2 - 2.5m | MR | 106 |  | 0
33.31.02.01.02.03 | Depth: 2.5 - 3m | MR | 338 |  | 0
33.31.02.01.02.04 | Depth: 3 - 3.5m | MR | 1109 |  | 0
33.31.02.01.02.05 | Depth: 3.5 - 4m | MR | 220 |  | 0
33.31.02.01.02.06 | Depth: 4 - 4.5m | MR | 44 |  | 0
33.31.02.01.02.07 | Depth: 4.5 - 5m | MR | 73 |  | 0
33.31.02.01.02.08 | Depth: 5 - 5.5m | MR | 50 |  | 0
33.31.02.01.03 | 300mm Diameter
33.31.02.01.03.01 | Depth: 1.5 - 2m | MR | 89 |  | 0
33.31.02.01.03.02 | Depth: 2 - 2.5m | MR | 194 |  | 0
33.31.02.01.03.03 | Depth: 2.5 - 3m | MR | 358 |  | 0
| CARRIED TO COLLECTION |  |  | KD | 0
DIVISION 33 - UTILITIES (Contd…)
33.31.02.01.03.04 | Depth: 3 - 3.5m | MR | 245 |  | 0
33.31.02.01.03.05 | Depth: 3.5 - 4m | MR | 545 |  | 0
33.31.02.01.03.06 | Depth: 4 - 4.5m | MR | 219 |  | 0
33.31.02.01.03.07 | Depth: 4.5 - 5m | MR | 158 |  | 0
33.31.02.01.03.08 | Depth: 5 - 5.5m | MR | 217 |  | 0
33.31.02.01.04 | 350mm Diameter
33.31.02.01.04.01 | Depth: 1.5 - 2m | MR | 211 |  | 0
33.31.02.01.04.02 | Depth: 2 - 2.5m | MR | 35 |  | 0
33.31.02.01.04.03 | Depth: 2.5 - 3m | MR | 281 |  | 0
33.31.02.01.04.04 | Depth: 3 - 3.5m | MR | 431 |  | 0
33.31.02.01.04.05 | Depth: 3.5 - 4m | MR | 400 |  | 0
33.31.02.01.04.06 | Depth: 4 - 4.5m | MR | 873 |  | 0
33.31.02.01.04.07 | Depth: 4.5 - 5m | MR | 296 |  | 0
33.31.02.01.04.08 | Depth: 5 - 5.5m | MR | 152 |  | 0
33.31.02.01.04.09 | Depth: 5.5 - 6m | MR | 61 |  | 0
33.31.02.01.05 | 400mm Diameter
33.31.02.01.05.01 | Depth: 1.5 - 2m | MR | 22 |  | 0
33.31.02.01.05.02 | Depth: 2 - 2.5m | MR | 126 |  | 0
33.31.02.01.05.03 | Depth: 2.5 - 3m | MR | 328 |  | 0
33.31.02.01.05.04 | Depth: 3 - 3.5m | MR | 193 |  | 0
| CARRIED TO COLLECTION |  |  | KD | 0
DIVISION 33 - UTILITIES (Contd…)
33.31.02.01.05.05 | Depth: 3.5 - 4m | MR | 37 |  | 0
33.31.02.01.05.06 | Depth: 4 - 4.5m | MR | 43 |  | 0
33.31.02.01.06 | 500mm Diameter
33.31.02.01.06.01 | Depth: 3.5 - 4m | MR | 382 |  | 0
33.31.02.01.06.02 | Depth: 4 - 4.5m | MR | 327 |  | 0
33.31.02.01.06.03 | Depth: 4.5 - 5m | MR | 231 |  | 0
33.31.02.01.06.04 | Depth: 5 - 5.5m | MR | 216 |  | 0
33.31.02.01.06.05 | Depth: 5.5 - 6m | MR | 60 |  | 0
33.31.02.01.07 | 700mm Diameter
33.31.02.01.07.01 | Depth: 3 - 3.5m | MR | 8 |  | 0
33.31.02.01.07.02 | Depth: 3.5 - 4m | MR | 34 |  | 0
33.31.02.01.07.03 | Depth: 4 - 4.5m | MR | 143 |  | 0
33.31.02.01.07.04 | Depth: 4.5 - 5m | MR | 213 |  | 0
33.31.02.01.07.05 | Depth: 5 - 5.5m | MR | 60 |  | 0
33.31.02.01.09 | 800mm Diameter pipe
33.31.02.01.09.01 | Depth: 3 - 3.5m | MR | 58 |  | 0
33.31.02.01.09.02 | Depth: 3.5 - 4m | MR | 68 |  | 0
33.31.02.01.10 | 900mm Diameter pipe
33.31.02.01.10.01 | Depth: 4 - 4.5m | MR | 28 |  | 0
| CARRIED TO COLLECTION |  |  | KD | 0
DIVISION 33 - UTILITIES (Contd…)
33.31.02.01.11 | 1000mm Diameter pipe
33.31.02.01.11.01 | Depth: 3 - 3.5m | MR | 100 |  | 0
33.31.02.01.11.02 | Depth: 3.5 - 4m | MR | 102 |  | 0
33.31.02.01.11.01 | Depth: 4 - 4.5m | MR | 317 |  | 0
33.31.02.01.11.02 | Depth: 4.5 - 5m | MR | 327 |  | 0
33.31.02.01.11.03 | Depth: 5 - 5.5m | MR | 413 |  | 0
33.31.02.01.11.04 | Depth: 5.5 - 6m | MR | 226 |  | 0
33.31.03 | POLYMER CONCRETE PIPES
Pipe laid by pipe jacking / micro tunneling
33.31.03.01 | Polymer concrete jacking pipe conforming to DIN EN 14636-1 or equivalent including joints etc. complete as specified and as per drawings or as directed by Engineer and as per the standard specification to be laid by pipe jacking / micro tunneling (pipe jacking method measured separately)
33.31.03.01.01 | 350mm Diameter
33.31.03.01.01.01 | Depth: 6 - 6.5m | MR | 67 |  | 0
| CARRIED TO COLLECTION |  |  | KD | 0
DIVISION 33 - UTILITIES (Contd…)
33.31.03.01.02 | 500mm Diameter
33.31.03.01.02.01 | Depth: 7 - 7.5m | MR | 20 |  | 0
33.31.03.01.02.02 | Depth: 7.5 - 8m | MR | 10 |  | 0
33.31.03.01.02.03 | Depth: 12 - 12.5m | MR | 27 |  | 0
33.31.03.01.03 | 1000mm Diameter
33.31.03.01.03.01 | Depth: 6 - 6.5m | MR | 12 |  | 0
33.31.03.01.03.02 | Depth: 6.5 - 7m | MR | 15 |  | 0
33.31.03.01.03.03 | Depth: 7 - 7.5m | MR | 6 |  | 0
33.31.03.01.03.04 | Depth: 8.5 - 9m | MR | 32 |  | 0
| CARRIED TO COLLECTION |  |  | KD | 0
DIVISION 33 - UTILITIES (Contd…)
33.33.32 | GRP PRESSURE PIPE AND FITTINGS
33.33.32.01 | Supply, Install, test, commission and disinfecting of GRP carrier pipe for micro tunneling and as manufactured by centrifugal casting process, pipe connectors/couplings/jointing and formed parts of the nominal widths as shown on the drawings, nominal stiffness and standards as specified in the MPW specification or as recommended by the Specialist for pipe jacking/micro tunneling complete. And as specified in the MPW Sanitary Engineering Design Manuals and Specifications.
33.33.32.01.01 | 700mm diameter pipe across road crossing
33.33.32.01.01.01 | Depth: 5 - 5.5m | MR | 98 |  | 0
33.39.13 | SANITARY UTILITY SEWERAGE MANHOLES, FRAMES, AND COVERS
33.39.13.01 | Manhole Hinged Cover and Frame
Supply and installation of standard ventilated heavy duty sanitary hinged cover and frame including 20mm holes, 5mm raised area above top surface of cover, GRP sealing plates & mud bucket if required, lifting holes, prising slot, closed type key hole, as detailed on Drawings and as per the latest MPW Sanitary Engineering Design Manuals and Specification
33.39.13.01.01 | Manholes | No. | 260 |  | 0
| CARRIED TO COLLECTION |  |  | KD | 0
DIVISION 33 - UTILITIES (Contd…)
Supply and installation of standard non-ventilated heavy duty ductile iron (DI) hinged cover and frame including 5mm raised area above top surface of cover, lifting holes, prising slot, as detailed on Drawings and as per the latest MPW Sanitary Engineering Design Manuals and Specification
33.39.13.01.02 | Manholes | No. | 2329 |  | 0
33.39.13.11 | CONCRETE MANHOLES FOR SANITARY SEWERAGE
33.39.13.11.01 | Inspection chamber
Construction of inspection chamber including supply and installation of standard medium duty DI cover with clear opening of 600x600mm, existing flow diversion, tees, bends, straight pipe, flange pipe, excavation in all types of material including rock, backfilling, disposal excavated material, formwork, waterproofing, internal and external protective coating, etc. complete in all respects as detailed on Drawings and as per the latest MPW Sanitary Engineering Design Manuals and Specification
33.39.13.11.01.01 | Size: 1400 x 1200mm, externally
33.39.13.11.01.01.01 | Depth: 1.5 - 2m | No. | 20 |  | 0
| CARRIED TO COLLECTION |  |  | KD | 0
DIVISION 33 - UTILITIES (Contd…)
33.39.13.11.02 | Future Connections
Supply and installation of future use connection pipes including all necessary fittings, making connection to manhole, concrete works if required, excavation, excavation, backfilling, and compacting etc. as specified and as per detailed on drawings and specification or as directed by Engineer
33.39.13.11.02.01 | 150mm Diameter, for future connection | No. | 12 |  | 0
Supply and installation of stoppers with integral seal or removable concrete plug with seal or build headwall including thrust block as specified and as per detailed on drawings and specification or as directed by Engineer
33.39.13.11.02.02 | 150mm Diameter, for future connection | No. | 12 |  | 0
| CARRIED TO COLLECTION |  |  | KD | 0
DIVISION 33 - UTILITIES (Contd…)
33.39.13.13 | POLYMER CONCRETE MANHOLES
33.39.13.13.01 | Manholes without backdrop
Construction of polycrete sewer manholes conforming to DIN EN 14636-2 or equivalent including excavation, backfilling, dewatering, shoring, blinding, building in pipes for future connection with benching, pipe jointing, corbelling complete in all respects as detailed on Drawings and Specification (manhole cover & frame measured separately)
33.39.13.13.01.01 | Size: 1000mm Diameter, Type '1000 S'; for 200mm diameter pipelines
33.39.13.13.01.01.01 | Depth: 1.5 - 2m | No. | 1053 |  | 0
33.39.13.13.01.01.02 | Depth: 2 - 2.5m | No. | 602 |  | 0
33.39.13.13.01.01.03 | Depth: 2.5 - 3m | No. | 242 |  | 0
33.39.13.13.01.02 | Size: 1200mm Diameter, Type '1200 M'; for 200mm diameter pipelines
33.39.13.13.01.02.01 | Depth 3 - 3.5m | No. | 131 |  | 0
33.39.13.13.01.02.02 | Depth 3.5 - 4m | No. | 76 |  | 0
33.39.13.13.01.02.03 | Depth 4 - 4.5m | No. | 21 |  | 0
33.39.13.13.01.02.04 | Depth 4.5 - 5m | No. | 9 |  | 0
33.39.13.13.01.02.05 | Depth 5 - 5.5m | No. | 1 |  | 0
| CARRIED TO COLLECTION |  |  | KD | 0
DIVISION 33 - UTILITIES (Contd…)
33.39.13.13.01.03 | Size: 1200mm Diameter, Type '1200 S'; for 250 to 400mm diameter pipelines
33.39.13.13.01.03.01 | Depth: 1.5 - 2m | No. | 14 |  | 0
33.39.13.13.01.03.02 | Depth: 2 - 2.5m | No. | 23 |  | 0
33.39.13.13.01.03.03 | Depth: 2.5 - 3m | No. | 49 |  | 0
33.39.13.13.01.04 | Size: 1200mm Diameter, Type '1200 M'; for 250 to 400mm diameter pipelines
33.39.13.13.01.04.01 | Depth 3 - 3.5m | No. | 67 |  | 0
33.39.13.13.01.04.02 | Depth 3.5 - 4m | No. | 45 |  | 0
33.39.13.13.01.04.03 | Depth 4 - 4.5m | No. | 36 |  | 0
33.39.13.13.01.04.04 | Depth 4.5 - 5m | No. | 19 |  | 0
33.39.13.13.01.04.05 | Depth 5 - 5.5m | No. | 12 |  | 0
33.39.13.13.01.04.06 | Depth 5.5 - 6m | No. | 2 |  | 0
33.39.13.13.01.04.07 | Depth: 6 - 6.5m | No. | 2 |  | 0
| CARRIED TO COLLECTION |  |  | KD | 0
DIVISION 33 - UTILITIES (Contd…)
33.39.13.13.01.05 | Size: 1500mm Diameter, Type '1500 M'; for 450 to 600mm diameter pipelines
33.39.13.13.01.05.01 | Depth 3.5 - 4m | No. | 12 |  | 0
33.39.13.13.01.05.02 | Depth 4 - 4.5m | No. | 10 |  | 0
33.39.13.13.01.05.03 | Depth 4.5 - 5m | No. | 4 |  | 0
33.39.13.13.01.05.04 | Depth 5 - 5.5m | No. | 5 |  | 0
33.39.13.13.01.05.05 | Depth 5.5 - 6m | No. | 1 |  | 0
33.39.13.13.01.05.06 | Depth: 7 - 7.5m | No. | 1 |  | 0
33.39.13.13.01.06 | Size: 1800mm Diameter, Type '1800 M'; for 700 to 1000mm diameter pipelines
33.39.13.13.01.06.01 | Depth 3 - 3.5m | No. | 3 |  | 0
33.39.13.13.01.06.02 | Depth 3.5 - 4m | No. | 8 |  | 0
33.39.13.13.01.06.03 | Depth 4 - 4.5m | No. | 12 |  | 0
33.39.13.13.01.06.04 | Depth 4.5 - 5m | No. | 21 |  | 0
33.39.13.13.01.06.05 | Depth 5 - 5.5m | No. | 11 |  | 0
33.39.13.13.01.06.06 | Depth 5.5 - 6m | No. | 7 |  | 0
| CARRIED TO COLLECTION |  |  | KD | 0
DIVISION 33 - UTILITIES (Contd…)
33.39.13.13.01.07 | Size: 1800mm Diameter, Type '1800 MW'; for 700 to 1000mm diameter pipelines
33.39.13.13.01.07.01 | Depth 8.5 - 9m | No. | 1 |  | 0
33.39.13.13.02 | Manholes with backdrop
Construction of polycrete sewer backdrop manholes conforming to DIN EN 14636-2 or equivalent including excavation, backfilling, dewatering, shoring, blinding, building in pipes for future connection with benching, pipe jointing, curved square tumbling bay junction, bend, vertical pipe, GRP flanged pipe, corbelling complete in all respects as detailed on Drawings and Specification (manhole cover & frame measured separately)
33.39.13.13.02.01 | Size: 1000mm Diameter, Type '1000 S'; for 200mm diameter mainline
33.39.13.13.02.01.01 | Depth: 2.5 - 3m | No. | 3 |  | 0
33.39.13.13.02.02 | Size: 1200mm Diameter, Type '1200 M'; for 200mm diameter mainline
33.39.13.13.02.02.01 | Depth 3 - 3.5m | No. | 14 |  | 0
33.39.13.13.02.02.02 | Depth 3.5 - 4m | No. | 7 |  | 0
| CARRIED TO COLLECTION |  |  | KD | 0
DIVISION 33 - UTILITIES (Contd…)
33.39.13.13.02.02.03 | Depth 4 - 4.5m | No. | 3 |  | 0
33.39.13.13.02.02.04 | Depth 4.5 - 5m | No. | 1 |  | 0
33.39.13.13.02.02.05 | Depth 5 - 5.5m | No. | 1 |  | 0
33.39.13.13.02.03 | Size: 1200mm Diameter, Type '1200 S'; for 250 to 400mm diameter mainline
33.39.13.13.02.03.01 | Depth: 2.5 - 3m | No. | 2 |  | 0
33.39.13.13.02.04 | Size: 1200mm Diameter, Type '1200 M'; for 250 to 400mm diameter mainline
33.39.13.13.02.04.01 | Depth 3 - 3.5m | No. | 8 |  | 0
33.39.13.13.02.04.02 | Depth 3.5 - 4m | No. | 12 |  | 0
33.39.13.13.02.04.03 | Depth 4 - 4.5m | No. | 8 |  | 0
33.39.13.13.02.04.04 | Depth 4.5 - 5m | No. | 2 |  | 0
33.39.13.13.02.04.05 | Depth 5 - 5.5m | No. | 3 |  | 0
33.39.13.13.02.05 | Size: 1500mm Diameter, Type '1500 M'; for 450 to 600mm diameter mainline
33.39.13.13.02.05.01 | Depth 3.5 - 4m | No. | 1 |  | 0
33.39.13.13.02.05.02 | Depth 4 - 4.5m | No. | 8 |  | 0
33.39.13.13.02.05.03 | Depth 4.5 - 5m | No. | 3 |  | 0
33.39.13.13.02.05.04 | Depth 5 - 5.5m | No. | 1 |  | 0
33.39.13.13.02.05.04 | Depth 5.5 - 6m | No. | 1 |  | 0
| CARRIED TO COLLECTION |  |  | KD | 0
DIVISION 33 - UTILITIES (Contd…)
33.39.13.13.02.06 | Size: 1800mm Diameter, Type '1800 M'; for 700 to 1000mm diameter mainline
33.39.13.13.02.06.01 | Depth 3 - 3.5m | No. | 2 |  | 0
33.39.13.13.02.06.02 | Depth 4 - 4.5m | No. | 1 |  | 0
33.39.13.13.02.06.02 | Depth 4.5 - 5m | No. | 5 |  | 0
33.39.13.13.02.06.03 | Depth 5 - 5.5m | No. | 2 |  | 0
33.39.13.13.02.06.04 | Depth 5.5 - 6m | No. | 1 |  | 0
33.39.13.13.03 | Allow for over pumping
33.39.13.13.03.01 | Allow for over pumping of flows at the terminals of the new sewerage networks to the nearest operating manholes for 24 hours daily with no limitation to the duration as specified and as per detailed on drawings and specification or as directed by Engineer | LS |  |  | 0
| CARRIED TO COLLECTION |  |  | KD | 0
DIVISION 33 - UTILITIES (Contd…)
COLLECTION
| Total of page No. 1/13 |  |  |  | 0
| Total of page No. 1/14 |  |  |  | 0
| Total of page No. 1/15 |  |  |  | 0
| Total of page No. 1/16 |  |  |  | 0
| Total of page No. 1/17 |  |  |  | 0
| Total of page No. 1/18 |  |  |  | 0
| Total of page No. 1/19 |  |  |  | 0
| Total of page No. 1/20 |  |  |  | 0
| Total of page No. 1/21 |  |  |  | 0
| Total of page No. 1/22 |  |  |  | 0
| Total of page No. 1/23 |  |  |  | 0
| Total of page No. 1/24 |  |  |  | 0
| Total of page No. 1/25 |  |  |  | 0
| Total of page No. 1/26 |  |  |  | 0
| Total of page No. 1/27 |  |  |  | 0
| Total of page No. 1/28 |  |  |  | 0
| Total of page No. 1/29 |  |  |  | 0
| CARRIED TO BILL NO. 1 SUMMARY |  |  | KD | 0
SUMMARY
| DIVISION 2 - EXISTING CONDITIONS |  | As Page 1/3 |  | 0
| DIVISION 3 - CONCRETE |  | As Page 1/4 |  | 0
| DIVISION 31 - EARTH WORKS |  | As Page 1/12 |  | 0
| DIVISION 33 - UTILITIES |  | As Page 1/30 |  | 0
| CARRIED TO GENERAL SUMMARY |  |  | KD | 0

## Bill#2-Storm Water
Tender No. SE/194
Construction of Rehabilitation and Improvement of Infrastructure |  |  |  |  | BILL NO. 2
In Qurtuba Area - Phase 11 |  |  |  |  | STORM WATER COLLECTION NETWORK
ITEM | DESCRIPTION | UNIT | QTY. | RATE | Total Price
|  |  |  | KD/Fils | KD/Fils
DIVISION 2 - EXISTING CONDITIONS
02.41.00 | DEMOLITION
02.41.00.01 | Demolition and Abandonment of Existing pipelines, manholes and Other Structures
Exposing, dismantling, removal and disposal of existing storm water line including excavation, jointing or plugging if required, disposal to approve tip off site, upholding sides of the excavation, backfilling, and compacting etc. complete as specified and as per detailed on drawings and specification or as directed by Engineer
02.41.00.01.01 | Removal of existing pipelines where pipeline/ manhole replacement is required
02.41.00.01.01.01 | Removing existing pipes of any size and material at or above trench formation level of replacement pipelines including dealing with contents of pipe, any granular or concrete surround, haunch and bedding, and disposal to the satisfaction of Engineer. | MR | 2602 |  | 0
02.41.00.01.02 | Removal of existing pipelines where pipeline replacement is not required
02.41.00.01.02.01 | 250mm Diameter, to existing gully lines | MR | 4876 |  | 0
02.41.00.01.03 | Exposing, dismantling, removal and disposal of existing storm water manhole including excavation, disposal to debris off site, upholding sides of the excavation, backfilling, and compacting etc. complete as specified and as per detailed on drawings and specification or as directed by Engineer
02.41.00.01.03.01 | Removal of existing underground manholes | No. | 13 |  | 0
| CARRIED TO COLLECTION |  |  | KD | 0
DIVISION 2 - EXISTING CONDITIONS (Contd…)
02.41.00.01.04 | Exposing, dismantling, removal and disposal of existing gullies including excavation, disposal to debris off site, upholding sides of the excavation, backfilling, and compacting etc. complete as specified and as per detailed on drawings and specification or as directed by Engineer
02.41.00.01.04.01 | Removal of existing vertical gullies | No. | 427 |  | 0
02.41.00.01.04.02 | Removal of existing horizontal gullies | No. | 886 |  | 0
02.41.00.02 | Cleaning of Existing Pipelines and Manholes
Cleaning of existing storm water mains, gully lines and manholes including CCTV survey, removal of solid wastes, silt and debris etc. complete as specified and as per detailed on drawings and specification or as directed by Engineer
02.41.00.02.01 | Cleaning of existing pipelines
02.41.00.02.01.01 | 250mm Dia. gully pipe | MR | 4600 |  | 0
02.41.00.02.01.02 | 300mm Dia. pipe | MR | 12686 |  | 0
02.41.00.02.01.03 | 400mm Dia. pipe | MR | 4166 |  | 0
02.41.00.02.01.04 | 450mm Dia. pipe | MR | 232 |  | 0
02.41.00.02.01.05 | 500mm Dia. pipe | MR | 3076 |  | 0
02.41.00.02.01.06 | 600mm Dia. pipe | MR | 2599 |  | 0
| CARRIED TO COLLECTION |  |  | KD | 0
DIVISION 2 - EXISTING CONDITIONS (Contd…)
02.41.00.02.01.07 | 800mm Dia. pipe | MR | 2901 |  | 0
02.41.00.02.01.08 | 1,000mm Dia. pipe | MR | 2070 |  | 0
02.41.00.02.01.09 | 1,200mm Dia. pipe | MR | 973 |  | 0
02.41.00.02.01.10 | 1,400mm Dia. pipe | MR | 228 |  | 0
02.41.00.02.01.11 | 1,600mm Dia. pipe | MR | 511 |  | 0
02.41.00.02.01.12 | 1,800mm Dia. pipe | MR | 126 |  | 0
02.41.00.02.01.13 | 2000mm Dia. pipe | MR | 247 |  | 0
02.41.00.02.02 | Cleaning of existing manholes
02.41.00.02.02.01 | Manholes | No. | 606 |  | 0
| CARRIED TO COLLECTION |  |  | KD | 0
DIVISION 2 - EXISTING CONDITIONS (Contd…)
COLLECTION
| Total of page No. 2/1 |  |  |  | 0
| Total of page No. 2/2 |  |  |  | 0
| Total of page No. 2/3 |  |  |  | 0
| CARRIED TO BILL NO. 2 SUMMARY |  |  | KD | 0
DIVISION 31 - EARTH WORKS
31.23.15 | TRENCHING
31.23.15.01 | Trench excavation for laying storm water lines including all types of soil including rock, dewatering, preparation of surfaces, disposal to approve tip off site, upholding sides of the excavation, soil replacement under formation level if required, support and protection of trench sides, protection, diversion & reinstatement of all above ground and underground services, supply of soft soap lubricant, flushing, sterilization, breaking into existing pipeline, backfilling and compact in layers with approved material; complete as specified and as per drawings or as directed by Engineer and as per the standard specification for the following pipe sizes:
31.23.15.01.01 | For 250mm Diameter pipe
31.23.15.01.01.01 | Depth: not exceeding 2.0m, to gully line | MR | 3247 |  | 0
31.23.15.01.02 | For 300mm Diameter pipe
31.23.15.01.02.01 | Depth not exceeding 2.0m | MR | 4766 |  | 0
31.23.15.01.02.02 | Depth: 2.0m - 2.5m | MR | 1903 |  | 0
31.23.15.01.02.03 | Depth: 2.5m - 3.0m | MR | 368 |  | 0
31.23.15.01.02.04 | Depth: 3.0m - 3.5m | MR | 358 |  | 0
31.23.15.01.02.05 | Depth: 3.5m - 4.0m | MR | 125 |  | 0
| CARRIED TO COLLECTION |  |  | KD | 0
DIVISION 31 - EARTH WORKS (Contd…)
31.23.15.01.03 | For 400mm Diameter pipe
31.23.15.01.03.01 | Depth not exceeding 2.0m | MR | 306 |  | 0
31.23.15.01.03.02 | Depth: 2.0m - 2.5m | MR | 268 |  | 0
31.23.15.01.03.03 | Depth: 2.5m - 3.0m | MR | 31 |  | 0
31.23.15.01.04 | For 450mm Diameter pipe
31.23.15.01.04.01 | Depth: 2.0m - 2.5m | MR | 73 |  | 0
31.23.15.01.05 | For 500mm Diameter pipe
31.23.15.01.05.01 | Depth not exceeding 2.0m | MR | 64 |  | 0
31.23.15.01.05.02 | Depth: 2.0m - 2.5m | MR | 123 |  | 0
31.23.15.01.05.03 | Depth: 2.5m - 3.0m | MR | 30 |  | 0
31.23.15.01.02.04 | Depth: 3.0m - 3.5m | MR | 62 |  | 0
31.23.15.01.02.05 | Depth: 3.5m - 4.0m | MR | 13 |  | 0
31.23.15.01.06 | For 600mm Diameter pipe
31.23.15.01.06.01 | Depth: 2m - 2.5m | MR | 126 |  | 0
31.23.15.01.06.01 | Depth: 2.5m - 3.0m | MR | 24 |  | 0
31.23.15.01.07 | For 800mm Diameter pipe
31.23.15.01.07.01 | Depth: 2m - 2.5m | MR | 179 |  | 0
31.23.15.01.07.02 | Depth: 2.5m - 3.0m | MR | 34 |  | 0
31.23.15.01.08 | For 1000mm Diameter pipe
31.23.15.01.08.01 | Depth: 2m - 2.5m | MR | 44 |  | 0
31.23.15.01.08.02 | Depth: 2.5m - 3.0m | MR | 6 |  | 0
| CARRIED TO COLLECTION |  |  | KD | 0
DIVISION 31 - EARTH WORKS (Contd…)
31.23.15.02 | Beds
31.23.15.02.01 | Imported class 1A granular material (type II-B) to beds including approved geotextile filter fabric wrapping, warning tapes; complete in all respects to Specification and as detailed on Drawings
31.23.15.02.01.01 | 300mm Diameter | MR | 7520 |  | 0
31.23.15.02.01.02 | 400mm Diameter | MR | 605 |  | 0
31.23.15.02.01.03 | 450mm Diameter | MR | 73 |  | 0
31.23.15.02.01.04 | 500mm Diameter | MR | 292 |  | 0
31.23.15.02.01.05 | 600mm Diameter | MR | 150 |  | 0
31.23.15.02.01.06 | 800mm Diameter | MR | 213 |  | 0
31.23.15.02.01.07 | 1000mm Diameter | MR | 50 |  | 0
| CARRIED TO COLLECTION |  |  | KD | 0
DIVISION 31 - EARTH WORKS (Contd…)
31.23.15.03 | Surrounds
31.23.15.03.01 | Imported class 1A granular material (type II-B) to surrounds including approved geotextile filter fabric wrapping, warning tapes; complete in all respects to Specification and as detailed on Drawings
31.23.15.03.01.01 | 300mm Diameter | MR | 7520 |  | 0
31.23.15.03.01.02 | 400mm Diameter | MR | 605 |  | 0
31.23.15.03.01.03 | 450mm Diameter | MR | 73 |  | 0
31.23.15.03.01.04 | 500mm Diameter | MR | 292 |  | 0
31.23.15.03.01.05 | 600mm Diameter | MR | 150 |  | 0
31.23.15.03.01.06 | 800mm Diameter | MR | 213 |  | 0
31.23.15.03.01.07 | 1000mm Diameter | MR | 50 |  | 0
31.23.15.03.02 | Reinforced concrete encased to gully pipes in trenches including blinding, formwork, water stops, expansion and construction joints, joint filler and sealants; complete in all respects to Specification and as detailed on Drawings
31.23.15.03.02.01 | 250mm Diameter | MR | 3247 |  | 0
| CARRIED TO COLLECTION |  |  | KD | 0
DIVISION 31 - EARTH WORKS (Contd…)
COLLECTION
| Total of page No. 2/5 |  |  |  | 0
| Total of page No. 2/6 |  |  |  | 0
| Total of page No. 2/7 |  |  |  | 0
| Total of page No. 2/8 |  |  |  | 0
| CARRIED TO BILL NO. 2 SUMMARY |  |  | KD | 0
DIVISION 33 - UTILITIES
33.40.00 | STORM DRAINAGE UTILITIES
Pipe laying
33.40.00.01 | Supply, install, test, commission and disinfecting of HDPE pipe in trenches including cutting and turning small pieces, jointing to existing manholes if required, CCTV survey complete as specified and as per particular specification and as detailed on Drawings or as referred in Kuwait highway drainage design manual
Connecting pipes from manhole to gully
33.40.00.01.01 | 250mm Diameter
33.40.00.01.01.01 | Depth 1.5 - 2m | MR | 3247 |  | 0
Connecting pipes from manhole to manhole
33.40.00.01.02 | 300mm Diameter
33.40.00.01.02.01 | Depth not exceeding 2.0m | MR | 4766 |  | 0
33.40.00.01.02.02 | Depth: 2.0m - 2.5m | MR | 1903 |  | 0
33.40.00.01.02.03 | Depth: 2.5m - 3.0m | MR | 368 |  | 0
33.40.00.01.02.04 | Depth: 3.0m - 3.5m | MR | 358 |  | 0
33.40.00.01.02.05 | Depth: 3.5m - 4.0m | MR | 125 |  | 0
| CARRIED TO COLLECTION |  |  | KD | 0
DIVISION 33 - UTILITIES (Contd…)
33.40.00.01.03 | 400mm Diameter
33.40.00.01.03.01 | Depth: 1.5 - 2m | MR | 306 |  | 0
33.40.00.01.03.02 | Depth: 2.0m - 2.5m | MR | 268 |  | 0
33.40.00.01.03.03 | Depth: 2.5m - 3.0m | MR | 31 |  | 0
33.40.00.01.04 | 450mm Diameter
33.40.00.01.04.01 | Depth not exceeding 2.0m | MR | 73 |  | 0
33.40.00.01.05 | 500mm Diameter
33.40.00.01.05.01 | Depth: 1.5 - 2m | MR | 64 |  | 0
33.40.00.01.05.02 | Depth: 2.0m - 2.5m | MR | 123 |  | 0
33.40.00.01.05.03 | Depth: 2.5m - 3.0m | MR | 30 |  | 0
33.40.00.01.05.04 | Depth: 3.0m - 3.5m | MR | 62 |  | 0
33.40.00.01.05.05 | Depth: 3.5m - 4.0m | MR | 13 |  | 0
33.40.00.01.06 | 600mm Diameter
33.40.00.01.06.01 | Depth: 2.0m - 2.5m | MR | 126 |  | 0
33.40.00.01.06.02 | Depth: 2.5m - 3.0m | MR | 24 |  | 0
33.40.00.01.07 | 800mm Diameter
33.40.00.01.07.01 | Depth: 2.0m - 2.5m | MR | 179 |  | 0
33.40.00.01.07.02 | Depth: 2.5m - 3.0m | MR | 34 |  | 0
33.40.00.01.08 | 1000mm Diameter
33.40.00.01.08.01 | Depth: 2.0m - 2.5m | MR | 44 |  | 0
33.40.00.01.08.02 | Depth: 2.5m - 3.0m | MR | 6 |  | 0
| CARRIED TO COLLECTION |  |  | KD | 0
DIVISION 33 - UTILITIES (Contd…)
33.40.00.03 | Manholes
Construction of reinforced concrete storm water manholes including class D400 heavy duty ductile iron (DI) manhole cover and frame to BS EN124, ladder/cast iron step, safety chain if required, excavation, backfilling, dewatering, shoring, blinding, building in pipes for future connection with benching, pipe jointing, bituminous coating external tanking protection, corbelling complete in all respects as detailed on Drawings and Specification
33.40.00.03.01 | Size: 1000 x 1600mm type 1 manhole externally; for 300mm diameter pipelines
33.40.00.03.01.01 | Depth: 1.0m - 2.0m | No. | 125 |  | 0
33.40.00.03.01.02 | Depth: 2.0m - 3.0m | No. | 48 |  | 0
33.40.00.03.01.03 | Depth: 3.0m - 4.0m | No. | 13 |  | 0
33.40.00.03.02 | Size: 1100 x 1600mm type 1 manhole externally; for 400mm diameter pipelines
33.40.00.03.02.01 | Depth: 1.0m - 2.0m | No. | 3 |  | 0
33.40.00.03.02.02 | Depth: 2.0m - 3.0m | No. | 14 |  | 0
33.40.00.03.02.03 | Depth: 3.0m - 4.0m | No. | 2 |  | 0
33.40.00.03.03 | Size: 1150 x 1600mm type 1 manhole externally; for 450mm diameter pipelines
33.40.00.03.03.01 | Depth: 1.0m - 2.0m | No. | 4 |  | 0
33.40.00.03.03.02 | Depth: 2.0m - 3.0m | No. | 1 |  | 0
| CARRIED TO COLLECTION |  |  | KD | 0
DIVISION 33 - UTILITIES (Contd…)
33.40.00.03.04 | Size: 1250 x 1600mm type 1 manhole externally; for 500mm diameter pipelines
33.40.00.03.04.01 | Depth: 1.0m - 2.0m | No. | 3 |  | 0
33.40.00.03.04.02 | Depth: 2.0m - 3.0m | No. | 12 |  | 0
33.40.00.03.04.03 | Depth: 3.0m - 4.0m | No. | 4 |  | 0
33.40.00.03.05 | Size: 1350 x 1600mm type 1 manhole externally; for 600mm diameter pipelines
33.40.00.03.05.01 | Depth: 2.0m - 3.0m | No. | 6 |  | 0
33.40.00.03.05.02 | Depth: 3.0m - 4.0m | No. | 1 |  | 0
33.40.00.03.06 | Size: 1500 x 1600mm type 1 manhole externally; for 700mm diameter pipelines
33.40.00.03.06.01 | Depth: 2.0m - 3.0m | No. | 1 |  | 0
33.40.00.03.07 | Size: 1600 x 1600mm type 1 manhole externally; for 800mm diameter pipelines
33.40.00.03.07.01 | Depth: 1.0m - 2.0m | No. | 2 |  | 0
33.40.00.03.07.02 | Depth: 2.0m - 3.0m | No. | 14 |  | 0
33.40.00.03.07.03 | Depth: 3.0m - 4.0m | No. | 5 |  | 0
33.40.00.03.07.04 | Depth: 4.0m - 5.0m | No. | 1 |  | 0
| CARRIED TO COLLECTION |  |  | KD | 0
DIVISION 33 - UTILITIES (Contd…)
33.40.00.03.08 | Size: 1850 x 1600mm type 1 manhole externally; for 1000mm diameter pipelines
33.40.00.03.08.01 | Depth: 1.0m - 2.0m | No. | 2 |  | 0
33.40.00.03.08.02 | Depth: 2.0m - 3.0m | No. | 6 |  | 0
33.40.00.03.08.03 | Depth: 3.0m - 4.0m | No. | 3 |  | 0
33.40.00.03.08.04 | Depth: 5.0m - 6.0m | No. | 1 |  | 0
33.40.00.03.09 | Size: 2100 x 1600mm type 1 manhole externally; for 1200mm diameter pipelines
33.40.00.03.09.01 | Depth: 2.0m - 3.0m | No. | 3 |  | 0
33.40.00.03.09.02 | Depth: 3.0m - 4.0m | No. | 4 |  | 0
33.40.00.03.09.03 | Depth: 4.0m - 5.0m | No. | 1 |  | 0
33.40.00.03.10 | Size: 2600 x 1600mm type 1 manhole externally; for 1600mm diameter pipelines
33.40.00.03.10.01 | Depth: 3.0m - 4.0m | No. | 2 |  | 0
33.40.00.03.10.02 | Depth: 4.0m - 5.0m | No. | 1 |  | 0
33.40.00.03.10.03 | Depth: 5.0m - 6.0m | No. | 2 |  | 0
33.40.00.03.11 | Size: 2800 x 1600mm type 1 manhole externally; for 1800mm diameter pipelines
33.40.00.03.11.01 | Depth: 3.0m - 4.0m | No. | 1 |  | 0
| CARRIED TO COLLECTION |  |  | KD | 0
DIVISION 33 - UTILITIES (Contd…)
33.40.00.03.12 | Size: 3100 x 1600mm type 1 manhole externally; for 2000mm diameter pipelines
33.40.00.03.12.01 | Depth: 6.0m - 7.0m | No. | 2 |  | 0
33.40.00.03.12.02 | Depth: 7.0m - 8.0m | No. | 1 |  | 0
33.40.00.04 | Gullies
Construction of insitu concrete gully including supply and installion of galvanized M.S angle frame and grating, blinding, excavation in all types of material including rock, backfilling, disposal excavated material, formwork, waterproofing, internal and external protective coating and all other related work as specified and as per detailed on drawings and specification
33.40.00.04.01 | Size: 1250 x 1300 x 1650mm, overall, Type A1 | No. | 1470 |  | 0
33.40.00.04.02 | Size: 1250 x 1300 x 1450mm, externally, Type A2 | No. | 169 |  | 0
| CARRIED TO COLLECTION |  |  | KD | 0
DIVISION 33 - UTILITIES (Contd…)
33.40.00.05 | Channel
Construction of insitu concrete slopping trench/channel including supply and installion of galvanized M.S angle frame and grating, blinding, blinding, excavation in all types of material including rock, backfilling, disposal excavated material, formwork, waterproofing, internal and external protective coating and all other related work as specified and as per detailed on drawings and specification
33.40.00.05.01 | Size: 15000 x 1090 x 450mm mini. / 950mm maxi. depth slopping trench, externally | No. | 1 |  | 0
33.40.00.06 | Future Connections
33.40.00.06.01 | Plug outs for future connections | No. | 15 |  | 0
| CARRIED TO COLLECTION |  |  | KD | 0
DIVISION 33 - UTILITIES (Contd…)
COLLECTION
| Total of page No. 2/10 |  |  |  | 0
| Total of page No. 2/11 |  |  |  | 0
| Total of page No. 2/12 |  |  |  | 0
| Total of page No. 2/13 |  |  |  | 0
| Total of page No. 2/14 |  |  |  | 0
| Total of page No. 2/15 |  |  |  | 0
| Total of page No. 2/16 |  |  |  | 0
| CARRIED TO BILL NO. 2 SUMMARY |  |  | KD | 0
SUMMARY
| DIVISION 2 - EXISTING CONDITIONS |  | As Page 2/4 |  | 0
| DIVISION 31 - EARTH WORKS |  | As Page 2/9 |  | 0
| DIVISION 33 - UTILITIES |  | As Page 2/17 |  | 0
| CARRIED TO GENERAL SUMMARY |  |  | KD | 0

## Bill#3-TEL
Tender No. SE/194
Construction of Rehabilitation and Improvement of Infrastructure |  |  |  |  | BILL NO. 3
In Qurtuba Area - Phase 11 |  |  |  |  | TELEPHONE NETWORK
ITEM | DESCRIPTION | UNIT | QTY. | RATE | Total Price
|  |  |  | KD/Fils | KD/Fils
DIVISION 2 - EXISTING CONDITIONS
02.41.00 | DEMOLITION
Exposing, dismantling, removal and disposal of existing Tel pipes/ducts, handholes and manholes including excavation, disposal to approve tip off site, upholding sides of the excavation, backfilling, and compacting etc. complete as specified and as per detailed on drawings and specification or as directed by Engineer
02.41.00.01 | Asbestos cement ducts | MR | 100 |  | 0
02.41.00.02 | Handholes | No. | 1352 |  | 0
02.41.00.03 | Manhole - S1 Type | No. | 17 |  | 0
02.41.00.04 | Manhole - S2 Type | No. | 23 |  | 0
02.41.00.05 | Manhole - S3 Type | No. | 24 |  | 0
02.41.00.06 | Manhole - S4 Type | No. | 7 |  | 0
02.41.00.07 | Manhole - S3R Type | No. | 1 |  | 0
02.41.00.08 | Manhole - S4R Type | No. | 3 |  | 0
02.41.00.09 | Manhole - L1 Type | No. | 5 |  | 0
02.41.00.10 | Manhole - L2 Type | No. | 5 |  | 0
02.41.00.11 | Manhole - L3 Type | No. | 6 |  | 0
02.41.00.12 | Manhole - L3R Type | No. | 5 |  | 0
02.41.00.13 | Manhole - L4 Type | No. | 2 |  | 0
02.41.00.14 | Manhole - L4R Type | No. | 1 |  | 0
02.41.00.15 | Special Manhole | No. | 1 |  | 0
| CARRIED TO BILL NO. 3 SUMMARY |  |  | KD | 0
DIVISION 31 - EARTH WORKS
31.23.15 | TRENCHING
`
31.23.15.01 | Trench excavation for laying Telekom cable ducts including all types of soil including rock, dewatering, preparation of surfaces, disposal to approve tip off site, upholding sides of the excavation, soil replacement under formation level if required, support and protection of trench sides, protection, diversion & reinstatement of all above ground and underground services, supply of soft soap lubricant, flushing, sterilization, breaking into existing pipeline, backfilling and compact in layers with approved material; complete as specified and as per drawings or as directed by Engineer and as per the standard specification
31.23.15.01.01 | For 2-ways 100mm uPVC duct, in trenches (footway), depth not exceeding 1.5m | MR | 51033 |  | 0
31.23.15.01.02 | For 3-ways 100mm uPVC duct, ditto | MR | 5415 |  | 0
31.23.15.01.03 | For 4-ways 100mm uPVC duct, ditto | MR | 1773 |  | 0
31.23.15.01.04 | For 5-ways 100mm uPVC duct, ditto | MR | 60 |  | 0
31.23.15.01.05 | For 6-ways 100mm uPVC duct, ditto | MR | 890 |  | 0
31.23.15.01.06 | For 7-ways 100mm uPVC duct, ditto | MR | 200 |  | 0
31.23.15.01.07 | For 9-ways 100mm uPVC duct, ditto | MR | 820 |  | 0
31.23.15.01.08 | For 10-ways 100mm uPVC duct, ditto | MR | 520 |  | 0
31.23.15.01.09 | For 11-ways 100mm uPVC duct, ditto | MR | 329 |  | 0
31.23.15.01.10 | For 12-ways 100mm uPVC duct, ditto | MR | 250 |  | 0
31.23.15.01.11 | For 15-ways 100mm uPVC duct, ditto | MR | 48 |  | 0
| CARRIED TO COLLECTION |  |  | KD | 0
DIVISION 31 - EARTH WORKS (Contd…)
31.23.15.01.12 | For 16-ways 100mm uPVC duct, in trenches (footway), depth not exceeding 1.5m | MR | 922 |  | 0
31.23.15.01.13 | For 20-ways 100mm uPVC duct, ditto | MR | 2262 |  | 0
31.23.15.01.14 | For 22-ways 100mm uPVC duct, ditto | MR | 93 |  | 0
31.23.15.01.15 | For 24-ways 100mm uPVC duct, ditto | MR | 47 |  | 0
31.23.15.01.16 | For 28-ways 100mm uPVC duct, ditto | MR | 32 |  | 0
31.23.15.01.17 | For 2-ways 100mm uPVC duct in trenches (carriageway), depth not exceeding 1.5m | MR | 1910 |  | 0
31.23.15.01.18 | For 3-ways 100mm uPVC duct, ditto | MR | 1554 |  | 0
31.23.15.01.19 | For 4-ways 100mm uPVC duct, ditto | MR | 240 |  | 0
31.23.15.01.20 | For 6-ways 100mm uPVC duct, ditto | MR | 150 |  | 0
31.23.15.01.21 | For 9-ways 100mm uPVC duct, ditto | MR | 210 |  | 0
31.23.15.01.22 | For 10-ways 100mm uPVC duct, ditto | MR | 100 |  | 0
31.23.15.01.23 | For 11-ways 100mm uPVC duct, ditto | MR | 87 |  | 0
31.23.15.01.24 | For 12-ways 100mm uPVC duct, ditto | MR | 166 |  | 0
31.23.15.01.25 | For 16-ways 100mm uPVC duct, ditto | MR | 82 |  | 0
31.23.15.01.26 | For 20-ways 100mm uPVC duct, ditto | MR | 416 |  | 0
31.23.15.01.27 | For 22-ways 100mm uPVC duct, ditto | MR | 130 |  | 0
31.23.15.01.28 | For 24-ways 100mm uPVC duct, ditto | MR | 30 |  | 0
31.23.15.01.29 | For Leading intake ducts | MR | 45935 |  | 0
| CARRIED TO COLLECTION |  |  | KD | 0
DIVISION 31 - EARTH WORKS (Contd…)
31.23.15.02 | Surrounds; fine sand on cable duct
31.23.15.02.01 | For proposed cable duct; 2-ways 100mm dia | MR | 52943 |  | 0
31.23.15.02.02 | For proposed cable duct; 3-ways 100mm dia | MR | 6969 |  | 0
31.23.15.02.03 | For proposed cable duct; 4-ways 100mm dia | MR | 2013 |  | 0
31.23.15.02.04 | For proposed cable duct; 5-ways 100mm dia | MR | 60 |  | 0
31.23.15.02.05 | For proposed cable duct; 6-ways 100mm dia | MR | 1040 |  | 0
31.23.15.02.06 | For proposed cable duct; 7-ways 100mm dia | MR | 200 |  | 0
31.23.15.02.07 | For proposed cable duct; 9-ways 100mm dia | MR | 1030 |  | 0
31.23.15.02.08 | For proposed cable duct; 10-ways 100mm dia | MR | 620 |  | 0
31.23.15.02.09 | For proposed cable duct; 11-ways 100mm dia | MR | 416 |  | 0
31.23.15.02.10 | For proposed cable duct; 12-ways 100mm dia | MR | 416 |  | 0
31.23.15.02.11 | For proposed cable duct; 15-ways 100mm dia | MR | 48 |  | 0
31.23.15.02.12 | For proposed cable duct; 16-ways 100mm dia | MR | 1004 |  | 0
31.23.15.02.13 | For proposed cable duct; 20-ways 100mm dia | MR | 2678 |  | 0
31.23.15.02.14 | For proposed cable duct; 22-ways 100mm dia | MR | 223 |  | 0
31.23.15.02.15 | For proposed cable duct; 24-ways 100mm dia | MR | 77 |  | 0
31.23.15.02.16 | For proposed cable duct; 28-ways 100mm dia | MR | 32 |  | 0
31.23.15.02.17 | For Leading intake ducts | MR | 45935 |  | 0
| CARRIED TO COLLECTION |  |  | KD | 0
DIVISION 31 - EARTH WORKS (Contd…)
COLLECTION
| Total of page No. 3/2 |  |  |  | 0
| Total of page No. 3/3 |  |  |  | 0
| Total of page No. 3/4 |  |  |  | 0
| CARRIED TO BILL NO. 3 SUMMARY |  |  | KD | 0
DIVISION 33 - UTILITIES
33.81.26 | COMMUNICATIONS UNDERGROUND DUCTS, MANHOLES, AND HANDHOLES
33.81.26.01 | Supply and installation of cable ducts including end caps, draw ropes, jointing materials duct markers, warning tapes, cable tiles, complete in all respects as shown on Drawings and in accordance with MOC's standard
33.81.26.01.01 | 2 way 100mm uPVC duct in footway / carriageway | MR | 52943 |  | 0
33.81.26.01.02 | 3 way 100mm uPVC duct in footway / carriageway | MR | 6969 |  | 0
33.81.26.01.03 | 4 way 100mm uPVC duct in footway / carriageway | MR | 2013 |  | 0
33.81.26.01.04 | 5 way 100mm uPVC duct in footway / carriageway | MR | 60 |  | 0
33.81.26.01.05 | 6 way 100mm uPVC duct in footway / carriageway | MR | 1040 |  | 0
33.81.26.01.06 | 7 way 100mm uPVC duct in footway / carriageway | MR | 200 |  | 0
33.81.26.01.07 | 9 way 100mm uPVC duct in footway / carriageway | MR | 1030 |  | 0
33.81.26.01.08 | 10 way 100mm uPVC duct in footway / carriageway | MR | 620 |  | 0
33.81.26.01.09 | 11 way 100mm uPVC duct in footway / carriageway | MR | 416 |  | 0
33.81.26.01.10 | 12 way 100mm uPVC duct in footway / carriageway | MR | 416 |  | 0
| CARRIED TO COLLECTION |  |  | KD | 0
DIVISION 33 - UTILITIES (Contd…)
33.81.26.01.11 | 15 way 100mm uPVC duct in footway / carriageway | MR | 48 |  | 0
33.81.26.01.12 | 16 way 100mm uPVC duct in footway / carriageway | MR | 1004 |  | 0
33.81.26.01.13 | 20 way 100mm uPVC duct in footway / carriageway | MR | 2678 |  | 0
33.81.26.01.14 | 22 way 100mm uPVC duct in footway / carriageway | MR | 223 |  | 0
33.81.26.01.15 | 24 way 100mm uPVC duct in footway / carriageway | MR | 77 |  | 0
33.81.26.01.16 | 28 way 100mm uPVC duct in footway / carriageway | MR | 32 |  | 0
33.81.26.01.17 | 5 ways (2x32mm + 3x25mm) dia HDPE sub ducts for optical fiber cable in 2 x 100mm uPVC ducts (measured separately) along feeder route | MR | 69769 |  | 0
33.81.26.02 | Supply and installation of leading-in ducts laid to next to existing ducts including draw box, both 50mm dia uPVC & GI pipes, bends, end caps, draw ropes, jointing materials, reducing couplers, spacers, duct markers, complete in all respects as shown on Drawings and in accordance with MOC's standard Specification
33.81.26.02.01 | 50mm Dia uPVC pipe | MR | 44557 |  | 0
33.81.26.02.02 | 50mm Dia GI pipe | MR | 1378 |  | 0
33.81.26.02.03 | 300 x 300 x 75mm Draw box | No. | 2312 |  | 0
| CARRIED TO COLLECTION |  |  | KD | 0
DIVISION 33 - UTILITIES (Contd…)
33.81.26.03 | Manholes
Construction of reinforced concrete manholes including supply and installation of C.I.GRADE 12 as per B.S.1452 cover with ring, ladder, excavation, backfilling, dewatering, shoring, blinding, building in pipes for future connection with benching, pipe jointing, internal & external tanking protection, complete in all respects as detailed on Drawings and as per the latest MOC's standard Specification
33.81.26.03.01 | Size: 2200 x 1400 x 2550mm Externally, Type S-1 | No. | 20 |  | 0
33.81.26.03.02 | Size: 2800 x 1800 x 2750mm Externally, Type S-2 | No. | 23 |  | 0
33.81.26.03.03 | Size: 3700 x 1900 x 2750mm Externally, Type S-3 | No. | 26 |  | 0
33.81.26.03.04 | Size: 3700 x 1900 x 2950mm Externally, Type S-4 | No. | 10 |  | 0
33.81.26.03.05 | Size: 2300 x 1600 x 2550mm Overall, Type L-1 | No. | 5 |  | 0
33.81.26.03.06 | Size: 3000 x 2100 x 2750mm Overall, Type L-2 | No. | 6 |  | 0
33.81.26.03.07 | Size: 3900 x 2200 x 2750mm Overall, Type L-3 | No. | 11 |  | 0
33.81.26.03.08 | Size: 3900 x 2200 x 2950mm Overall, Type L-4 | No. | 3 |  | 0
33.81.26.03.09 | Special manhole | No. | 1 |  | 0
| CARRIED TO COLLECTION |  |  | KD | 0
DIVISION 33 - UTILITIES (Contd…)
33.81.26.04 | Handholes
Construction of reinforced concrete handholes including supply and installation of C.I.GRADE 12 as per B.S.1452 cover with frame, ladder, excavation, backfilling, dewatering, shoring, blinding, building in pipes for future connection with benching, pipe jointing, internal & external tanking protection, complete in all respects as detailed on Drawings and as per the latest MOC's standard Specification
33.81.26.04.01 | Size: 1500 x 850 x 1050mm externally | No. | 1342 |  | 0
| CARRIED TO COLLECTION |  |  | KD | 0
DIVISION 33 - UTILITIES (Contd…)
COLLECTION
| Total of page No. 3/6 |  |  |  | 0
| Total of page No. 3/7 |  |  |  | 0
| Total of page No. 3/8 |  |  |  | 0
| Total of page No. 3/9 |  |  |  | 0
| CARRIED TO BILL NO. 3 SUMMARY |  |  | KD | 0
SUMMARY
| DIVISION 2 - EXISTING CONDITIONS |  | As Page 3/1 |  | 0
| DIVISION 31 - EARTH WORKS |  | As Page 3/5 |  | 0
| DIVISION 33 - UTILITIES |  | As Page 3/10 |  | 0
| CARRIED TO GENERAL SUMMARY |  |  | KD | 0

## Bill#4-Roadworks
Tender No. SE/194
Construction of Rehabilitation and Improvement of Infrastructure |  |  |  |  | BILL NO. 4
In Qurtuba Area - Phase 11 |  |  |  |  | ROADWORKS
ITEM | DESCRIPTION | UNIT | QTY. | RATE | Total Price
|  |  |  | KD/Fills | KD/Fills
SECTION 2: EARTHWORKS
DEMOLITION
Demolition and/or removal of existing asphaltic roads, curbs, and tiled/paved parking sidewalks including disposal of debris and non-salvageable materials and protection of existing and new work from damage as per general specifications for Kuwait roads and highways
A | Scraping and leveling existing roads up to approx. 300mm depth | MS | 713024 |  | 0
B | Removal and disposal of existing interlocking paving tiles. | MS | 371756 |  | 0
C | Demolition and/or removal of existing curbstone of any model including its concrete foundation. | MR | 92939 |  | 0
Existing Manhole Top Adjustment
D | Chipping, cutting and breaking the top of manhole shafts and redoing the rehabilitation works to lines and levels including concreting, painting, etc. complete. | No. | 50 |  | 0
| CARRIED TO BILL NO. 4 SUMMARY |  |  | KD | 0
SECTION 4: ASPHALT WORKS
ROADS AND PAVING
Sub-bases, flexible road bases and surfacing
Cold Milling Asphalt Paving
A | Milling 4 cm thick existing top layer of asphalt concrete. | MS | 713024 |  | 0
Asphaltic Tack Coat
B | Tack coat. | MS | 713024 |  | 0
Asphaltic Prime Coat
C | Prime coat. | MS | 713024 |  | 0
Asphalt Paving
40mm Thick wearing course, asphalt Type III
D | Depth: 30-60mm | MS | 713024 |  | 0
80mm Thick base course, asphalt Type II
E | Depth: 60-100mm | MS | 713024 |  | 0
200mm Thick sub base course, asphalt Type I
F | Depth: 150-200mm | MS | 19934 |  | 0
| CARRIED TO BILL NO. 4 SUMMARY |  |  | KD | 0
SECTION 5: CONCRETE WORKS
Concrete pavements
Precast pedestrian paving block; including 40mm sand bed
A | Depth: 30-60mm | MS | 371756 |  | 0
Kerbs, channels and edgings
Precast Concrete Curb
Precast concrete barrier kerbs Type 4A & 5A; including concrete beds, backings, reinforcement, joints, cutting and painting all as specified
B | Straight or curved to radius exceeding 12m | MR | 60410 |  | 0
Precast concrete dropped kerbs; including concrete beds, backings, reinforcement, joints and cutting all as specified
C | Drops | MR | 18588 |  | 0
Precast concrete dropped kerbs; including concrete beds, backings, reinforcement, joints, cutting and painting all as specified
D | Termination kerbs | MR | 13940 |  | 0
| CARRIED TO BILL NO. 4 SUMMARY |  |  | KD | 0
SECTION 7: TRAFFIC MARKINGS & SIGNS
Traffic signs and markings
Supply and installation of traffic signs as per specifications and Kuwait manual on traffic control devices (KMTCD). The work shall comply with the relevant schedules and requirements stated in the local manuals in respect of the layout, legend, dimensions and colours of signs. The work includes traffic signs, non-illuminated signs, sign plate & stiffening frame, sign support & fixation. All steel used for the complete work shall be of hot-dip galvanized and all aluminum shall be of anodized finish, as approved.
PAVEMENT MARKINGS
A | Stop Line Marking 701 | MR | 120 |  | 0
B | Give Way Line Marking 702 | MR | 200 |  | 0
C | Crosswalk Marking 703 | No. | 20 |  | 0
D | Lane Use Arrows 710 | No. | 50 |  | 0
E | Lane Use Arrows 711 | No. | 14 |  | 0
F | Lane Use Arrows 712 | No. | 5 |  | 0
G | Lane Use Arrows 713 | No. | 6 |  | 0
H | Lane Use Arrows 714 | No. | 4 |  | 0
J | Lane Use Arrows 715 | No. | 5 |  | 0
K | White Lane Line Marking 741/741R/741S | MR | 7500 |  | 0
L | Round About Marking 744 | MR | 800 |  | 0
M | Curb Marking (Red/Yellow/White/Light Blue) | MR | 350 |  | 0
N | Pavement Word and Symbol Markings - Slow | No. | 7 |  | 0
| CARRIED TO COLLECTION |  |  | KD | 0
SECTION 7: TRAFFIC MARKINGS & SIGNS (Contd…)
A | Pavement Word and Symbol Markings - Give Way | No. | 5 |  | 0
B | Speed Hump Marking 720 | No. | 7 |  | 0
C | Advance Speed Hump Marking 721 | No. | 7 |  | 0
REGULATORY SIGNS
D | Regulatory Signs, Stop 301 | No. | 30 |  | 0
E | Regulatory Signs, Give way 302 | No. | 85 |  | 0
F | Regulatory Signs, Give Way to Pedestrian 304 | No. | 20 |  | 0
G | Regulatory Signs, Speed limit 310 | No. | 10 |  | 0
H | Regulatory Signs, No entry 327 | No. | 20 |  | 0
J | Regulatory Signs, No Parking 367 | No. | 6 |  | 0
K | Regulatory Signs, No parking 369 | No. | 5 |  | 0
WARNING SIGNS
L | Warning Signs, Single Chevron Right 413 | No. | 5 |  | 0
M | Warning Signs, Single Chevron Left 414 | No. | 5 |  | 0
N | Warning Signs, Multiple Chevron Right 415 | No. | 6 |  | 0
P | Warning Signs, Multiple Chevron Left 416 | No. | 6 |  | 0
Q | Warning Signs, Speed Hump 430 | No. | 7 |  | 0
R | Warning Signs, U-Turn Ahead 458 | No. | 14 |  | 0
S | Warning Signs, Supplemental Distance Plaque 480/481 | No. | 4 |  | 0
| CARRIED TO COLLECTION |  |  | KD | 0
SECTION 7: TRAFFIC MARKINGS & SIGNS (Contd…)
COLLECTION
| Total of page No. 4/4 |  |  |  | 0
| Total of page No. 4/5 |  |  |  | 0
| CARRIED TO BILL NO. 4 SUMMARY |  |  | KD | 0
SUMMARY
| SECTION 2: EARTHWORKS |  | As Page 4/1 |  | 0
| SECTION 4: ASPHALT WORKS |  | As Page 4/2 |  | 0
| SECTION 5: CONCRETE WORKS |  | As Page 4/3 |  | 0
| SECTION 7: TRAFFIC MARKINGS & SIGNS |  | As Page 4/6 |  | 0
| CARRIED TO GENERAL SUMMARY |  |  | KD | 0

## Bill#5-Street Lighting Network
Tender No. SE/194
Construction of Rehabilitation and Improvement of Infrastructure |  |  |  |  | BILL NO. 5
In Qurtuba Area - Phase 11 |  |  |  |  | STREET LIGHTING NETWORK
ITEM | DESCRIPTION | UNIT | QTY. | RATE | Total Price
|  |  |  | KD/Fills | KD/Fills
DIVISION 26 - ELECTRICAL
26.56.23 | AREA LIGHTING
26.56.23.01 | Cable laying in trench and jointing
Supply and laying cables in conduits including termination, jointing and inspection
26.56.23.01.01 | 2 x 16mm2 + 1 x 10mm2 CU/PVC/PVC cabling in 38mm diameter PVC conduit / 100mm uPVC ducts | MR | 81954 |  | 0
26.56.23.02 | Street Lighting Columns and Brackets
Supply and install street lighting column with tapered shaft including painting columns and brackets, cable terminations, luminaries, fixtures, heat resistant flexible cables, drive gears complete with accessories inside the lighting columns, concrete foundations, excavation, backfilling, removal of surplus materials to approved tip, reinstatement of surface as required, ducts, bolts, hardboard protection etc. complete in all respects and commissioning and maintenance for a period of two (2) years from the date of completion of work.
Lighting Columns
26.56.23.02.01 | 10m Double arm galvanized steel lighting columns | No. | 110 |  | 0
26.56.23.02.02 | 10m Single arm galvanized steel lighting columns | No. | 36 |  | 0
26.56.23.02.03 | 8m Single arm galvanized steel lighting columns | No. | 242 |  | 0
26.56.23.02.04 | 6m Single arm galvanized steel lighting columns | No. | 1108 |  | 0
| CARRIED TO COLLECTION |  |  | KD | 0
DIVISION 26 - ELECTRICAL (Contd…)
High Pressure Sodium Cut-off and Semi Cut-off Lanterns
26.56.23.02.05 | Cut-off Lanterns for 250W HPS | No. | 50 |  | 0
26.56.23.02.06 | Semi cut-off Lanterns for 150W HPS | No. | 20 |  | 0
26.56.23.02.07 | Semi cut-off Lanterns for 100W HPS | No. | 20 |  | 0
High Pressure Sodium Lamps
26.56.23.02.08 | 250W High pressure sodium lamps | No. | 256 |  | 0
26.56.23.02.09 | 150W High pressure sodium lamps | No. | 242 |  | 0
26.56.23.02.10 | 100W High pressure sodium lamps | No. | 1108 |  | 0
26.56.23.03 | Earthing
26.56.23.03.01 | Supply and install ground rods at each end of circuit locations including connection cables as per latest standards/requirements to complete. | No. | 187 |  | 0
26.56.23.04 | Feeder Pillars
Supply and install Feeder pillars complete with foundations including excavation, backfilling, concrete, reinstatement, termination of distribution control cables and, earthing system, furnishing with proper fuse rating panels, doors etc. complete in all respects, commissioning and maintenance for a period of two (2) years from the date of completion of work.
26.56.23.04.01 | Feeder Pillar FP-1, Type E, 17.875kW | No. | 1 |  | 0
26.56.23.04.02 | Feeder Pillar FP-2, Type E, 16.38kW | No. | 1 |  | 0
26.56.23.04.03 | Feeder Pillar FP-3, Type E, 16.94kW | No. | 1 |  | 0
| CARRIED TO COLLECTION |  |  | KD | 0
DIVISION 26 - ELECTRICAL (Contd…)
26.56.23.04.04 | Feeder Pillar FP-4, Type E, 14.3kW | No. | 1 |  | 0
26.56.23.04.05 | Feeder Pillar FP-5, Type E, 18.975kW | No. | 1 |  | 0
26.56.23.04.06 | Feeder Pillar FP-6, Type E, 11.88kW | No. | 1 |  | 0
26.56.23.04.07 | Feeder Pillar FP-7, Type E, 10.12kW | No. | 1 |  | 0
26.56.23.04.08 | Feeder Pillar FP-8, Type E, 18.865kW | No. | 1 |  | 0
26.56.23.04.09 | Feeder Pillar FP-9, Type E, 11.275kW | No. | 1 |  | 0
26.56.23.04.10 | Feeder Pillar FP-10, Type E, 11.715kW | No. | 1 |  | 0
26.56.23.04.11 | Feeder Pillar FP-11, Type E, 9.9kW | No. | 1 |  | 0
26.56.23.04.12 | Feeder Pillar FP-12, Type E, 14.025kW | No. | 1 |  | 0
26.56.23.04.13 | Feeder Pillar FP-13, Type E, 5.61kW | No. | 1 |  | 0
26.56.23.04.14 | Feeder Pillar FP-14, Type E, 11.99kW | No. | 1 |  | 0
26.56.23.04.15 | Feeder Pillar FP-15, Type E, 5.28kW | No. | 1 |  | 0
26.56.23.04.16 | Feeder Pillar FP-16, Type E, 3.135kW | No. | 1 |  | 0
26.56.23.04.17 | Feeder Pillar FP-17, Type E, 11.99kW | No. | 1 |  | 0
26.56.23.04.18 | Feeder Pillar FP-18, Type E, 10.78kW | No. | 1 |  | 0
26.56.23.04.19 | Feeder Pillar FP-19, Type E, 9.9kW | No. | 1 |  | 0
26.56.23.04.20 | Feeder Pillar FP-20, Type E, 13.915kW | No. | 1 |  | 0
26.56.23.05 | Earthing
26.56.23.05.01 | Supply and install ground rods at each end of circuit locations including connection cables as per latest standards/requirements to complete. | No. | 20 |  | 0
| CARRIED TO COLLECTION |  |  | KD | 0
DIVISION 26 - ELECTRICAL (Contd…)
26.56.23.06 | Cleaning of Existing Feeder Pillars
26.56.23.06.01 | Dismantling and cleaning of existing street lighting feeder pillars complete with all accessories including transport and delivery to MEW Store, removal and disposal of concrete foundations, backfilling of all voids and trenches, compacting, levelling and paving/tiling the area to bring back the original finishing. | No. | 21 |  | 0
MISCELLANEOUS WORK
26.56.23.07 | Refurbishment of Existing Lighting Columns
Refurbishment of existing hot dip galvanized lighting columns (without new foundation) including control gears incorporating dual power dimming ballasts and power switching devices, wiring/cabling from the feeder pillars to the lighting units in order to centrally and automatically control the lumens output to dim from 100% to 50% at a pre-set time during the night and back to full lumens output at early morning, cut-outs, lamps and sundry materials all as specified, underground (3x35+2x16) sq.mm. CU/PVC/PVC cabling in UPVC duct between feeder pillars and lighting columns, excavation and backfilling, laying of UPVC cable ducts, road crossing ducts, provision of hand holes / earth-pits, leveling and compaction, paving/tiling the area to bring back the original finishing, salvaging existing cables, delivering all old equipment and cables to MEW stores, numbering, etc. complete in all respects, and commissioning and maintenance for a period of two (2) years from the date of completion of work.
26.56.23.07.01 | 12m double arm lighting column with 2 Nos. existing 400 watt HPS cut-off lanterns. | No. | 50 |  | 0
| CARRIED TO COLLECTION |  |  | KD | 0
DIVISION 26 - ELECTRICAL (Contd…)
26.56.23.07.02 | 12m single arm lighting column with 1 No. existing 400 watt HPS cut-off lantern. | No. | 24 |  | 0
26.56.23.07.03 | 10m double arm lighting column with 2 Nos. existing 250 watt HPS cut-off lanterns. | No. | 13 |  | 0
26.56.23.07.04 | 10m single arm lighting column with 1 No. existing 250 watt HPS cut-off lantern. | No. | 47 |  | 0
26.56.23.07.05 | 8m double arm lighting column with 2 Nos. existing 150 watt HPS semi cut-off lantern. | No. | 20 |  | 0
26.56.23.07.06 | 8m single arm lighting column with 1 No. existing 150 watt HPS semi cut-off lantern. | No. | 20 |  | 0
| CARRIED TO COLLECTION |  |  | KD | 0
DIVISION 26 - ELECTRICAL (Contd…)
26.56.23.08 | Refurbishment of Existing Lighting Columns Including Foundations
Removal, refurbishment, and re-installation of existing hot dip galvanized lighting columns including class K-300 concrete foundations, control gears incorporating dual power dimming ballasts and power switching devices, wiring/cabling from the feeder pillars to the lighting units in order to centrally and automatically control the lumens output to dim from 100% to 50% at a pre-set time during the night and back to full lumens output at early morning, cut-outs, lamps and sundry materials all as specified, underground (3x35+2x16) sq.mm. CU/PVC/PVC cabling in UPVC duct between feeder pillars and the lighting columns, excavations and backfilling, laying of UPVC cable ducts, road crossing ducts, provision of hand holes / earth-pits, leveling and compacting, paving/tiling the area to bring back the original finishing, salvaging existing cables, delivering all old equipment and cables to MEW stores, numbering, etc. complete in all respects, and commissioning and maintenance for a period of two (2) years from the date of completion of work
26.56.23.08.01 | 12m double arm lighting column with 2 Nos. existing 400 watt HPS cut-off lanterns. | No. | 5 |  | 0
26.56.23.08.02 | 12m single arm lighting column with 1 No. existing 400 watt HPS cut-off lantern inclusive of all underground (2x16+1x10) sq.mm. CU/PVC/PVC cabling in UPVC ducts | No. | 5 |  | 0
| CARRIED TO COLLECTION |  |  | KD | 0
DIVISION 26 - ELECTRICAL (Contd…)
26.56.23.08.03 | 10m double arm lighting column with 2 Nos. existing 250 watt HPS cut-off lanterns inclusive of all underground (2x16+1x10) sq.mm. CU/PVC/PVC cabling in UPVC ducts | No. | 5 |  | 0
26.56.23.08.04 | 10m single arm lighting column with 1 No. existing 250 watt HPS cut-off lantern inclusive of all underground (2x16+1x10) sq.mm. CU/PVC/PVC cabling in UPVC ducts | No. | 5 |  | 0
26.56.23.08.05 | 8m double arm lighting column with 2 Nos. existing 150 watt HPS semi cut-off lanterns. | No. | 8 |  | 0
26.56.23.08.06 | 8m single arm lighting column with 1 No. existing 150 watt HPS semi cut-off lantern. | No. | 87 |  | 0
26.56.23.09 | Cleaning of Existing Lighting Columns
Dismantling and cleaning of existing lighting columns with all lanterns, control gears, accessories, salvaged street lighting cables including transport and delivery to MEW Store, removal and disposal of concrete foundations, backfilling of all voids and trenches, compacting, levelling and paving/tiling the area to bring back the original finishing.
26.56.23.09.01 | 35 feet double arm lighting columns. | No. | 113 |  | 0
26.56.23.09.02 | 35 feet single arm lighting columns. | No. | 53 |  | 0
26.56.23.09.03 | 10m double arm lighting columns | No. | 5 |  | 0
26.56.23.09.04 | 10m single arm lighting columns. | No. | 5 |  | 0
| CARRIED TO COLLECTION |  |  | KD | 0
DIVISION 26 - ELECTRICAL (Contd…)
26.56.23.09.05 | 8m double arm lighting columns. | No. | 4 |  | 0
26.56.23.09.06 | 8m single arm lighting columns. | No. | 14 |  | 0
26.56.23.09.07 | 6m single arm lighting columns. | No. | 1246 |  | 0
26.56.23.09.08 | 4m post top lighting columns | No. | 20 |  | 0
26.56.23.10 | Spare Parts
26.56.23.10.01 | Supply and install 6 meter lighting column, complete in all respects. | No. | 100 |  | 0
| CARRIED TO COLLECTION |  |  | KD | 0
DIVISION 26 - ELECTRICAL (Contd…)
COLLECTION
| Total of page No. 5/1 |  |  |  | 0
| Total of page No. 5/2 |  |  |  | 0
| Total of page No. 5/3 |  |  |  | 0
| Total of page No. 5/4 |  |  |  | 0
| Total of page No. 5/5 |  |  |  | 0
| Total of page No. 5/6 |  |  |  | 0
| Total of page No. 5/7 |  |  |  | 0
| Total of page No. 5/8 |  |  |  | 0
| CARRIED TO BILL NO. 5 SUMMARY |  |  | KD | 0
DIVISION 31 - EARTH WORK
31.23.15 | TRENCHING
31.23.15.01 | Pipe work - manholes and pipe work ancillaries
31.23.15.01.01 | Cable Trench Excavation
Trench Excavation in any materials, trial pits, back filling, compaction, warning tape, reinstatement as per drawings and specifications
31.23.15.01.01.01 | Trench excavation | MR | 81954 |  | 0
31.23.15.01.02 | Road Crossing Duct
Supply and install ducts including excavation, disposal of surplus material to approved tip, back filling bed and surround with dune sand or concrete, draw ropes, marker plates, etc. as per latest standards and specifications complete.
31.23.15.01.02.01 | Duct bank (2 x 100mm dia PVC duct); Depth not exceeding 1.5m | MR | 1680 |  | 0
31.23.15.02 | Pipework - supports and protection, ancillaries to laying and excavation
100mm Thick concrete slab for ducts complete as per latest standards and specifications complete.
31.23.15.02.01 | Duct bank (2 x 100mm dia PVC duct) | MR | 1680 |  | 0
Dune sand surround for ducts complete as per latest standards and specifications complete.
31.23.15.02.02 | Duct bank (2 x 100mm dia x 1 layer) | MR | 1680 |  | 0
| CARRIED TO BILL NO. 5 SUMMARY |  |  | KD | 0
SUMMARY
| DIVISION 26 - ELECTRICAL |  | As Page 5/8 |  | 0
| DIVISION 31 - EARTH WORKS |  | As Page 5/9 |  | 0
| CARRIED TO GENERAL SUMMARY |  |  | KD | 0

## Bill#6-TSE Distribution Network
Tender No. SE/194
Construction of Rehabilitation and Improvement of Infrastructure |  |  |  |  | BILL NO. 6
In Qurtuba Area - Phase 11 |  |  |  |  | TSE DISTRIBUTION NETWORK
ITEM | DESCRIPTION | UNIT | QTY. | RATE | Total Price
|  |  |  | KD/Fills | KD/Fills
DIVISION 2 - EXISTING CONDITIONS
02.41.00 | DEMOLITION
02.41.00.55 | Demolition and/or removal of existing pipeline, sleeves, end caps including disposal of debris and non-salvageable materials and protection of existing and new work from damage.
02.41.00.55.01 | Removal of existing irrigation lines at any size and material at any depth of trench formation level of replacement pipelines including dealing with contents of pipe and disposal to the satisfaction of Engineer. | MR | 4100 |  | 0
02.41.00.55.02 | Demolition and removal of existing sleeves (dia 315 mm, 19 Nos) and disposal of debris to the satisfaction of Engineer. | LM | 22 |  | 0
| CARRIED TO BILL NO. 6 SUMMARY |  |  | KD | 0
DIVISION 31 - EARTH WORK
31.23.15 | TRENCHING
31.23.15.65 | Trench Excavation for Pipe Laying
Excavation in any soil including backfilling and disposal of surplus materials to designated area, cable tiles and marker tapes etc. as detailed on drawings and specifications to the satisfaction of Engineer.
31.23.15.65.01 | Nominal bore 90mm pipes in trenches depth not exceeding 1.5m | MR | 25 |  | 0
31.23.15.65.02 | Nominal bore 160mm pipes in trenches depth not exceeding 1.5m | MR | 3900 |  | 0
| CARRIED TO BILL NO. 6 SUMMARY |  |  | KD | 0
DIVISION 32 - EXTERIOR IMPROVEMENTS
32.80.00 | IRRIGATION NETWORK
32.80.00.01 | Pipe Work
Supply and lay HDPE pipes (Solid Wall SDR 11, PN 16 conforming to ISO4427/DIN 8074) including bedding, jointing by electrofusion, welding, testing, commissioning, etc. to make pipe laying complete in all respects to the satisfaction of Engineer.
32.80.00.01.01 | Nominal bore 90mm pipes in trenches depth not exceeding 1.5m | MR | 25 |  | 0
32.80.00.01.02 | Nominal bore 160mm pipes in trenches depth not exceeding 1.5m | MR | 3900 |  | 0
32.80.00.02 | Pipework fittings and valves
Supply and installation of HDPE pipe fittings conforming to ISO 4437 SDR 11 in trench including testing & commissioning with all other associated work as specified in the drawings and Specification to the satisfaction of Engineer.
32.80.00.02.01 | Junctions and branches
32.80.00.02.01.01 | 160 x 90 mm Tee | No. | 13 |  | 0
32.80.00.02.01.02 | 160 x 160 mm Tee | No. | 4 |  | 0
32.80.00.02.01.03 | 160 x 200 mm Tee | No. | 4 |  | 0
| CARRIED TO COLLECTION |  |  | KD | 0
DIVISION 32 - EXTERIOR IMPROVEMENTS (Contd…)
32.80.00.02.02 | End Caps for Future Use
32.80.00.02.02.01 | 90mm Diameter | No. | 13 |  | 0
32.80.00.02.03 | Valves
Supply and install new valves and all fittings, extra joints and pipe pieces, install on new or existing pipeline including cutting the existing pipe wherever required, etc. as shown on the drawings, as per latest standards and/or as directed by the Engineer
32.80.00.02.03.01 | Isolation Valve
32.80.00.02.03.01.01 | 90mm Diameter | No. | 13 |  | 0
32.80.00.02.03.01.02 | 160mm Diameter | No. | 16 |  | 0
Supply and installation of reinforced concrete irrigation Manhole Chamber with external coating, steel cover having epoxy paint, including fittings, pea gravel, etc. complete in all respects as specified in the drawings and Specification and to the satisfaction of Engineer.
32.80.00.02.04 | Valve Box
32.80.00.02.04.01 | 90mm Diameter | No. | 13 |  | 0
32.80.00.02.04.02 | 160mm Diameter | No. | 16 |  | 0
| CARRIED TO COLLECTION |  |  | KD | 0
DIVISION 32 - EXTERIOR IMPROVEMENTS (Contd…)
32.80.00.03 | Pipework supports and protection, ancillaries to laying and excavation
Supply and lay UPVC sleeves across traffic areas conforming to DIN 8061/8062 (PN 16) or HDPE SDR 11 including obtaining traffic department approval for lane closure, asphalt cutting, bedding, concreting, rope inside sleeves, end caps, commissioning, etc., to the satisfaction of Engineer.
32.80.00.03.01 | Laying of Sleeves
32.80.00.03.01.01 | 400mm Dia. sleeves (22 Nos.) | MR | 420 |  | 0
32.80.00.03.02 | Connection to Existing TSE System
Connection of proposed TSE line to existing TSE system including obtaining permission from PAAF, stopping the flow from nearest valve chamber, cutting and draining existing TSE line, provide all fittings, and reinstatement of existing TSE system to its original condition to the complete satisfaction of the Engineer and PAAF.
32.80.00.03.02.01 | For 160mm to 200mm dia. pipe | No. | 4 |  | 0
| CARRIED TO COLLECTION |  |  | KD | 0
DIVISION 32 - EXTERIOR IMPROVEMENTS (Contd…)
COLLECTION
| Total of page No. 6/3 |  |  |  | 0
| Total of page No. 6/4 |  |  |  | 0
| Total of page No. 6/5 |  |  |  | 0
| CARRIED TO BILL NO. 6 SUMMARY |  |  | KD | 0
SUMMARY
| DIVISION 2 - EXISTING CONDITIONS |  | As Page 6/1 |  | 0
| DIVISION 31 - EARTH WORK |  | As Page 6/2 |  | 0
| DIVISION 32 - EXTERIOR IMPROVEMENTS |  | As Page 6/6 |  | 0
| CARRIED TO GENERAL SUMMARY |  |  | KD | 0

## Bill#7-Omission Table
Tender No. SE/194
Construction of Rehabilitation and Improvement of Infrastructure |  |  |  |  | BILL NO. 7
In Qurtuba Area - Phase 11 |  |  |  |  | OMISSION TABLE
In case if it is not possible to insert a price in the electronic copy for the mentioned items of the Bill of Quantities, then it should be inserted in the Omission table to avoid problems.
Bill No. Item No. | DESCRIPTION | UNIT | QTY. | RATE | Total Price
|  |  |  | KD/Fills | KD/Fills
OMISSION:
| CARRIED TO GENERAL SUMMARY |  |  | KD | 0

## Bill#8-Addition Table
Tender No. SE/194
Construction of Rehabilitation and Improvement of Infrastructure |  |  |  |  | BILL NO. 8
In Qurtuba Area - Phase 11 |  |  |  |  | ADDITION TABLE
In case if it is not possible to insert a price in the electronic copy for the mentioned items of the Bill of Quantities, then it should be inserted in the Addition table to avoid problems.
Bill No. Item No. | DESCRIPTION | UNIT | QTY. | RATE | Total Price
|  |  |  | KD/Fills | KD/Fills
ADDITION:
| CARRIED TO GENERAL SUMMARY |  |  | KD | 0

## GenSum
Tender No. SE/194
Construction of Rehabilitation and Improvement of Infrastructure |  |  | GENERAL SUMMARY
In Qurtuba Area - Phase 11
BILL NO. | DESCRIPTION | PAGES | AMOUNT
KD
Bill No. 1 | Wastewater Collection Network | As Page 1/31 | 0
Bill No. 2 | Storm water Collection Network | As Page 2/18 | 0
Bill No. 3 | Telephone Network | As Page 3/11 | 0
Bill No. 4 | Road works | As Page 4/7 | 0
Bill No. 5 | Street Lighting Network | As Page 5/11 | 0
Bill No. 6 | TSE Distribution Network | As Page 6/7 | 0
Bill No. 7 | Omission Table | As Page 7/1 | 0
Bill No. 8 | Addition Table | As Page 8/1 | 0
| SUB-TOTAL | KD | 0
| (+) Add…..................% | KD
| (-) Discount….............% | KD
| TOTAL SUM CARRIED TO FORM TENDER | KD | 0
(KUWAIT DINARS | ………….............................…………………………………………………………………………
…........................................................................................................................................ |  |  | ONLY)
| SIGNATURE | ____________________________
| DATE | …………………………………………
STAMP